## Instructions
The user should read all instructions before proceeding. Additional instructions are in bold red text on the worksheets.
Acronyms
BLS = Bureau of Labor Statistics
GPCD = Gallons per Capita per Day
LWSP = Local Water Supply Plan
MGD = Million Gallons per Day
ICI = Industrial, Commercial, and Institutional
UAFW = Unaccounted-for Water
Notes
This tool contains two sets of worksheets. The green tabs are functional worksheets, and the purple tabs are example (non-functional) worksheets. The example worksheets can be revealed and hidden from the Projections WKSHT.
Begin Year is a year in the past to begin the historical analysis. The tool is designed to look back a maximum of five years before the End Year.
End Year is the year in which to end the historical analysis. This is usually the LWSP reporting year.
Historical Window is the period of time used for the historical analysis.
Proj. Year is a projected year in the future.
ERROR is generated when there is not enough data or incorrect information is entered.
The equation: Dp = W x (1 + I)^N is used to estimate non-residential demand projections.
W = End Year water use (MGD)
I = Projected water use annual growth rate (see options below)
N = number of years to project
Non-residential demand projections are calculated using one of the following annual growth rates.
- Historical Rate is based on the average of the annual rates of change in water use from the Begin Year to the End Year. These rates are identified by the number 1.
- User's Rate is selected by the user based on best available information and judgement representing future water use. These rates are identified by the number 2.
- Economic Rate is based on data from the BLS as shown in the Economic Rate Data worksheet. These rates are identified by the number 3. Note: If the BLS rate is negative, the tool defaults to zero.
- Variable Rate is selected by the user and can be changed for each decade for a more flexible approach to project demands. These rates are identified by the number 4.
All non-residential demand projections are calculated using End Year water use.
Green shaded cells indicate the LWSP value is greater than the calculated value, or the delta is less than a threshold value.
Red shaded cells indicate the LWSP value is less than the calculated value, or the delta is greater than a threshold value.
The following notes apply to the Evaluation Worksheet only.
Delta is the difference between calculated and LWSP values.
The non-residential demand GPCD deltas are calculated using year-round population which does not represent the actual user population of the non-residential water use categories.
Threshold Values are used to evaluate differences between calculated and LWSP values.
The Suggested Threshold Value is the difference between the average of the calculated values and the average of the LWSP values. The user can click the Threshold button to insert the suggested values or use their own value.
Deltas less than the threshold value are highlighted in green indicating a smaller difference between calculated and LWSP values.
Deltas greater than the threshold value are highlighted in red indicating a larger difference between calculated and LWSP values.
Delta is Conservative if the calculated value is greater than the LWSP value.
If the percent difference between calculated and LWSP values is greater than 50%, it is flagged in yellow and should be looked at closer to determine the cause.
Variance is defined as (the Population Delta x GPCD). It represents the amount residential water demand can vary in respect to the population delta and consumption rate.
Instructions
Step 1: | After reading the instructions, go to the Projections WKSHT.
Type the Public Water Supply ID Number (PWSID) for your system with hyphens included (i.e. xx-xx-xxx). LWSP data is automatically loaded in the worksheet.
The tool will return ERROR if the PWSID is blank or not entered correctly. Click PWSID Lookup to find the PWSID if necessary.
In the Population Projection Table, the user can enter the End Year population and a single population growth rate if desired in the blue shaded cells. Doing so will override the LWSP End Year population and the historical growth rate.
The user can also choose to enter variable rates to project population. The rates should be entered in the blue shaded cells for each decade in the future.
Variable rates will override all other rates.
Note: If a growth rate less than 1% needs to be entered in the Projections WKSHT, enter it with a leading zero. For example, 0.5% would be entered as 0.5.
Step 2: | In the Water Demand Historical Table, if the End Year LWSP does not include the correct demand for a particular type of service, the user can enter their own End Year demand in the blue shaded cells.
Data entered in the blue shaded cells override other data.
The tool will not calculate projected demand if there is no End Year demand.
The residential demand projection is based on the End Year consumption rate in gallons per capita per day (GPCD) and population projections.
The user can choose the median consumption rate which will override the End Year rate.
The user must decide which population projections will be used to analyze residential demand projections:
- [B] = If this method is selected, residential demand projections calculated using population projections from the LWSP will be charted,
- [C] = If this method is selected, residential demand projections calculated using population projections based on either the historical growth rate or rates entered by the user will be charted.
All projection data is charted in the Projections WKSHT.
Step 3: | In the Non-Residential Demand Rate Selection Table, select the growth rate for calculating non-residential demand projections.
- Historical Rate is based on the average of the annual rates of change in water use from the Begin Year to the End Year. These rates are identified by the number 1.
- User's Rate is selected by the user based on best available information and judgement representing future water use. These rates are identified by the number 2.
- Economic Rate is based on data from the BLS as shown in the Economic Rate Data worksheet. These rates are identified by the number 3. Note: If the BLS rate is negative, the tool defaults to zero.
- Variable Rate is selected by the user and can be changed for each decade for a more flexible approach to project demands. These rates are identified by the number 4.
Default rate identifiers are noted below and can be changed by the user at any time.
- Commercial Demand = 3
- Industrial Demand = 3
- Institutional Demand = 3
- System Process Demand = 4
- UAFW Demand = 4
If the user is interested in viewing the Economic Rate Data Worksheet, it can be revealed by clicking the Economic Sheet button at the top of the Projections WKSHT.
Surrogate industries were chosen to represent the ICI categories. The rate highlighted in orange in the productivity tables represent the materials inputs growth rate for each ICI category.
The Economic Rate Data Worksheet is normally hidden.
Step 4: | For Variable Rate projections, the user will need to enter growth rates in the blue shaded cells for each decade.
For Unaccounted-for Water Demand projections (UAFW), the user can click the Project button to calculate projected UAFW demand, but the UAFW rate identifier must be left blank.
In order for the Project function to correctly calculate UAFW demand, all other demand must be satisfactory to the user.
The Project function calculates UAFW demand at the same percentage as that shown for the "end year".
The UAFW Worksheet is normally hidden, but will appear when the Project button is clicked.
Step 5: | In the Evaluation Worksheet, note the differences between calculated and LWSP projections.
The suggested threshold values can be used to gauge the difference between calculated and LWSP projections.
Click the Threshold button to auto-fill the suggested threshold values.
Differences flagged in yellow are large and should be given a closer look to determine the cause.
Step 6: | Use the Justification Worksheet for note taking (e.g. discuss why selected growth rates were chosen to make projections).
Completing the Justification Worksheet should document the user's understanding of anticipated population and system water demands.
The Summary Table Worksheet contains all the projections results and shows the water system's ability to meet projected demands.
Disclaimer: This tool was not designed to provide the user with projections that should be construed as a replacement for projection data submitted in the LWSP. Instead, the tool should be used to check the reasonableness of projection data submitted in the LWSP, and to assist with improving that data as needed. The North Carolina Division of Water Resources disclaims all liability resulting from the use of this tool.

## Projections WKSHT
System Name: | ERROR |  |  |  | PWSID:
Water WDRN/Purchased (MGD) | ERROR
Available Supply (MGD) | ERROR
Water Sold (MGD) | ERROR
The LWSP Projections Evaluation Tool was designed to allow the user to check the reasonableness of population and demand projections in Local Water Supply Plans.
Population Projection Table
State Data Center Population Projections
Enter data in blue shaded area only
[12 empty] | Data Year: | 2025 | 2035 | 2045 | 2050
[12 empty] | Population: | ERROR | ERROR | ERROR | ERROR
Begin Year | Population | End Year | Population | User Population (End Year) | Historical Window | LWSP Historical Rate | User's Rate | Projected County Rate |  | Use Variable Rate (Y/N)? |  | Change/Yr: |  | ERROR | ERROR | ERROR
2015 | ERROR | 2020 | ERROR |  | 5 | ERROR |  | ERROR | ERROR | N |  | Average: |  |  |  | ERROR
Population Projections | Proj. Year | Population | Proj. Year | Population | Proj. Year | Population | Proj. Year | Population | Proj. Year | Population
Variable Rate
LWSP Projections | 2030 | ERROR | 2040 | ERROR | 2050 | ERROR | 2060 | ERROR | 2070 | ERROR
Calculated Projections |  | ERROR |  | ERROR |  | ERROR |  | ERROR |  | ERROR
Percent Difference |  | ERROR |  | ERROR |  | ERROR |  | ERROR |  | ERROR
Is LWSP Projection Low ? |  | N/A |  | N/A |  | N/A |  | N/A |  | N/A
[15 empty] | Enter data in blue or grey shaded areas only |  |  |  | Non-Residential Demand Rate Selection Table
[5 empty] | Water Demand Historical Table (from LWSP) | [9 empty] | Projection Annual Growth Rates |  |  |  | Commercial | Industrial | Institutional | System Process | UAFW
[19 empty] | 1, 2, 3, or 4 | 1, 2, 3, or 4 | 1, 2, 3, or 4 | 1, 2, or 4 | 1 ,4, or blank
[5 empty] | Enter data in blue shaded areas only | [9 empty] | 1 | 2 | 3 | 4 | 3 | 3 | 3 | 4 | 4
Type of Service | Begin Year | Usage (MGD) | Year | Usage (MGD) | Year | Usage (MGD) | Year | Usage (MGD) | Year | Usage (MGD) | End Year | Usage (MGD) | User's Demand | Historical Window | LWSP Historical Rate | User's Rate | Economic Rate | Variable Rate
Residential | 2015 | ERROR | 2016 | ERROR | 2017 | ERROR | 2018 | ERROR | 2019 | ERROR | 2020 | ERROR |  | 5 | ERROR
Commercial | 2015 | ERROR | 2016 | ERROR | 2017 | ERROR | 2018 | ERROR | 2019 | ERROR | 2020 | ERROR |  | 5 | ERROR |  | 2.1% | See Below
Industrial | 2015 | ERROR | 2016 | ERROR | 2017 | ERROR | 2018 | ERROR | 2019 | ERROR | 2020 | ERROR |  | 5 | ERROR |  | 0% | See Below
Institutional | 2015 | ERROR | 2016 | ERROR | 2017 | ERROR | 2018 | ERROR | 2019 | ERROR | 2020 | ERROR |  | 5 | ERROR |  | 0% | See Below
System Process | 2015 | ERROR | 2016 | ERROR | 2017 | ERROR | 2018 | ERROR | 2019 | ERROR | 2020 | ERROR |  | 5 | ERROR |  | N/A | See Below
Water Sales | 2015 | ERROR | 2016 | ERROR | 2017 | ERROR | 2018 | ERROR | 2019 | ERROR | 2020 | ERROR |  | 5 | ERROR | N/A | N/A | N/A
UAFW | 2015 | ERROR | 2016 | ERROR | 2017 | ERROR | 2018 | ERROR | 2019 | ERROR | 2020 | ERROR |  | 5 | ERROR |  |  | See Below
UAFW (% of demand) | 2015 | ERROR | 2016 | ERROR | 2017 | ERROR | 2018 | ERROR | 2019 | ERROR | 2020 | ERROR |  | No Data
GPCD (Residential) | 2015 | ERROR | 2016 | ERROR | 2017 | ERROR | 2018 | ERROR | 2019 | ERROR | 2020 | ERROR |  | No Data
Residential Demand Projections |  |  |  |  | Enter data in blue shaded areas only
Gallons per Capita per Day: | ERROR
| Proj. Year | Usage (MGD) | Proj. Year | Usage (MGD) | Proj. Year | Usage (MGD) | Proj. Year | Usage (MGD) | Proj. Year | Usage (MGD)
LWSP Demand Projections (A) | 2030 | ERROR | 2040 | ERROR | 2050 | ERROR | 2060 | ERROR | 2070 | ERROR | Rate | Use [B] or [C]
Demand projections based on GPCD and LWSP population projections (B) |  | ERROR |  | ERROR |  | ERROR |  | ERROR |  | ERROR | ERROR | c
Demand projections based on GPCD and historical population rate or user's rates (C) |  | ERROR |  | ERROR |  | ERROR |  | ERROR |  | ERROR | ERROR
Percent Difference |  | ERROR |  | ERROR |  | ERROR |  | ERROR |  | ERROR
Is LWSP Projection Low ? |  | N/A |  | N/A |  | N/A |  | N/A |  | N/A
Commercial Demand Projections |  |  |  |  | Enter data in blue shaded areas only
Dp = W x (1 + I )^N
Variable Rate
| Proj. Year | Usage (MGD) | Proj. Year | Usage (MGD) | Proj. Year | Usage (MGD) | Proj. Year | Usage (MGD) | Proj. Year | Usage (MGD)
LWSP Projections | 2030 | ERROR | 2040 | ERROR | 2050 | ERROR | 2060 | ERROR | 2070 | ERROR
Calculated Projections |  | ERROR |  | ERROR |  | ERROR |  | ERROR |  | ERROR | Economic Rate
Percent Difference |  | ERROR |  | ERROR |  | ERROR |  | ERROR |  | ERROR
Is LWSP Projection Low ? |  | N/A |  | N/A |  | N/A |  | N/A |  | N/A
Industrial Demand Projections |  |  |  |  | Enter data in blue shaded areas only
Dp = W x (1 + I )^N
Variable Rate
| Proj. Year | Usage (MGD) | Proj. Year | Usage (MGD) | Proj. Year | Usage (MGD) | Proj. Year | Usage (MGD) | Proj. Year | Usage (MGD)
LWSP Projections | 2030 | ERROR | 2040 | ERROR | 2050 | ERROR | 2060 | ERROR | 2070 | ERROR
Calculated Projections |  | ERROR |  | ERROR |  | ERROR |  | ERROR |  | ERROR | Economic Rate
Percent Difference |  | ERROR |  | ERROR |  | ERROR |  | ERROR |  | ERROR
Is LWSP Projection Low ? |  | N/A |  | N/A |  | N/A |  | N/A |  | N/A
Institutional Demand Projections |  |  |  |  | Enter data in blue shaded areas only
Dp = W x (1 + I )^N
Variable Rate
| Proj. Year | Usage (MGD) | Proj. Year | Usage (MGD) | Proj. Year | Usage (MGD) | Proj. Year | Usage (MGD) | Proj. Year | Usage (MGD)
LWSP Projections | 2030 | ERROR | 2040 | ERROR | 2050 | ERROR | 2060 | ERROR | 2070 | ERROR
Calculated Projections |  | ERROR |  | ERROR |  | ERROR |  | ERROR |  | ERROR | Economic Rate
Percent Difference |  | ERROR |  | ERROR |  | ERROR |  | ERROR |  | ERROR
Is LWSP Projection Low ? |  | N/A |  | N/A |  | N/A |  | N/A |  | N/A
Process Demand Projections |  |  |  |  | Enter data in blue shaded areas only
Dp = W x (1 + I )^N
Variable Rate
| Proj. Year | Usage (MGD) | Proj. Year | Usage (MGD) | Proj. Year | Usage (MGD) | Proj. Year | Usage (MGD) | Proj. Year | Usage (MGD)
LWSP Projections | 2030 | ERROR | 2040 | ERROR | 2050 | ERROR | 2060 | ERROR | 2070 | ERROR
Calculated Projections |  | ERROR |  | ERROR |  | ERROR |  | ERROR |  | ERROR | Variable Rate
Percent Difference |  | ERROR |  | ERROR |  | ERROR |  | ERROR |  | ERROR
Is LWSP Projection Low ? |  | N/A |  | N/A |  | N/A |  | N/A |  | N/A
UAFW Demand Projections |  |  |  |  | Enter data in blue shaded areas only
| Proj. Year | Usage (MGD) | Proj. Year | Usage (MGD) | Proj. Year | Usage (MGD) | Proj. Year | Usage (MGD) | Proj. Year | Usage (MGD)
LWSP Projections | 2030 | ERROR | 2040 | ERROR | 2050 | ERROR | 2060 | ERROR | 2070 | ERROR
Calculated Projections |  | ERROR |  | ERROR |  | ERROR |  | ERROR |  | ERROR | Variable Rate
Percent Difference |  | ERROR |  | ERROR |  | ERROR |  | ERROR |  | ERROR
% of Demand |  | ERROR |  | ERROR |  | ERROR |  | ERROR |  | ERROR
Is LWSP Projection Low ? |  | N/A |  | N/A |  | N/A |  | N/A |  | N/A
Projected Water Sales
| Proj. Year | Usage (MGD) | Proj. Year | Usage (MGD) | Proj. Year | Usage (MGD) | Proj. Year | Usage (MGD) | Proj. Year | Usage (MGD)
Contract Sales + Future Sales | 2030 | ERROR | 2040 | ERROR | 2050 | ERROR | 2060 | ERROR | 2070 | ERROR
Future Water Supply
| Proj. Year | Usage (MGD) | Proj. Year | Usage (MGD) | Proj. Year | Usage (MGD) | Proj. Year | Usage (MGD) | Proj. Year | Usage (MGD)
Future Supplies Only | 2030 | ERROR | 2040 | ERROR | 2050 | ERROR | 2060 | ERROR | 2070 | ERROR
Median
Project
Economic Sheet
Hide Example
Show Example
PWSID Lookup

## Economic Rate Data (hidden)
Total factor Productivity and Related KLEMS Measures from the NIPA Industry Database
Food Services and Drinking Places (NAICS 722)
Materials Input
% Change Year Ago (2007-2019)
2.1 | Previous Value: 2.3% (2007-2016)
Source: Bureau of Labor Statistics
Release Date: November 18, 2021
Total factor Productivity and Related KLEMS Measures from the NIPA Industry Database
Chemical Products (NAICS 325)
Materials Input
% Change Year Ago (2007-2019)
-1.9 | Previous Value: 0.6% (2007-2016)
Source: Bureau of Labor Statistics
Release Date: November 18, 2021
Total factor Productivity and Related KLEMS Measures from the NIPA Industry Database
Hospitals and Nursing and Residential Care Facilities (NAICS 622,623)
Materials Input
% Change Year Ago (2007-2019)
-2.3 | Previous Value: 1.4% (2007-2016)
Source: Bureau of Labor Statistics
Release Date: November 18, 2021
This box contains definitions of water use types used in the LWSP.
Residential Water Use:
May include: Boarding houses, Family care homes, Guest houses, Home occupations, Home professional offices, Manufactured Homes, Manufactured Home Parks, Multi-family dwellings, Planned unit developments, Residential accessory uses, Single-family dwellings, Vacation homes, Two-family dwellings (duplex), Three-family dwellings (triplex), etc.
Commercial Water Use:
May include: Animal hospitals, Automobile repairs, Automobile sales, Automobile service stations, Banks, Barber/beauty shops, Business offices, Bus Stations, Butcher shops, Cab stands, Convenience stores, Dental clinics, Exterminators, Farms, Farm machinery showrooms, Fish markets, Funeral homes, Golf courses, Hardware stores, Hotels, Kennels, Laundry/dry cleaning storefronts, Medical clinics, Mobile home showrooms, Motorcycle showrooms, Nurseries, Paint/wallpaper showrooms, Parking lots, Pet shops, Print shops, Professional service agencies, Radio/TV repair shops, Recreational vehicle sales and service, Restaurants, Retail stores, Seed/feed stores, Shoe repair shops, Specialized service agencies, Studios (art, photo, design, etc.), Television or radio broadcast stations, Theaters, Train stations, etc.
Industrial Water Use:
May include: Manufacturing Facilities, Processing Facilities, Utilities, etc.
Institutional Water Use:
May include: Hospitals, Assisted living facilities, Correctional facilities, Schools, Colleges, Churches, Government buildings, Police stations, etc.
In order to determine the growth rate for the Commercial, Industrial, and Institutional (ICI) categories, a surrogate industry was choosen for each. The growth rate of materials imputs, published by the Bureau of Labor Statistics, for the surrogate industries is then used to make representative demand projections for each of the ICI categories. Water is considered a material input in production.
Commercial Water Use
- Surrogate Industry: Food Services and Drinking Places
Industrial Water Use
- Surrogae Industry: Chemical Products
Institutional Water Use
- Surrogate Industry: Hospitals
The growth rate of materials inputs is used to calculate representative estimated demand projections for each of the ICI categories. The materials inputs growth rates are published by the Bureau of Labor Statistics for industries nationally. The rates used in this tool are averages and may not directly correlate to the materials inputs growth rates for a particular local industry. The average rates are highlighted in orange below.

## UAFW (hidden)
Data in this worksheet is not meant to be manually adjusted. Adjustments can be made in the Projections WKSHT.
Unaccounted-for Water Projection
Water Use By Type | 2020 | 2030 | 2040 | 2050 | 2060 | 2070 | 2080
Residential | ERROR | ERROR | ERROR | ERROR | ERROR | ERROR | ----
Commercial | ERROR | ERROR | ERROR | ERROR | ERROR | ERROR | ----
Industrial | ERROR | ERROR | ERROR | ERROR | ERROR | ERROR | ----
Institutional | ERROR | ERROR | ERROR | ERROR | ERROR | ERROR | ----
System Process | ERROR | ERROR | ERROR | ERROR | ERROR | ERROR | ----
Water Sales | ERROR | ERROR | ERROR | ERROR | ERROR | ERROR | ERROR | (cell H10 assumes cell G10)
Unaccounted-for Water | #VALUE!
Nr | #VALUE!
Calculated UAFW |  | 0.38449 | 0.41874 | 0.45923 | 0.50733 | 0.56473 | 5.5511e-17
- % of Demand |  | 100% | 100% | 100% | 100% | 100% | 100%
Nr |  | #VALUE! | #VALUE! | #VALUE! | #VALUE! | #VALUE! | #VALUE!
D |  | 0 | 0 | 0 | 0 | 0 | 0
X |  | 0.38449 | 0.41874 | 0.45923 | 0.50733 | 0.56473 | 5.5511e-17
This Line Must = 0 |  | #VALUE! | #VALUE! | #VALUE! | #VALUE! | #VALUE! | #VALUE!
Notes |  | Equations:
Nr = % of demand (End Year)
D = Demand
X = Unaccounted-for Water |  |  | X = Nr * ( D + X )
0 = ( Nr * ( D + X )) - X

## Evaluation
Data outside grey shaded boxes can not be manually adjusted.
Data can be entered in grey shaded boxes.
Projected Population
Threshold value (Pop). Delta highlights red if larger.
Year | Calculated | LWSP | Delta > Threshold ? | Population Delta | Variance (MGD) | Conservative | Percent Difference | Flag
2030 | ERROR | ERROR | ERROR | 0 | ERROR | No Data | No Data | No Data
2040 | ERROR | ERROR | ERROR | 0 | ERROR | No Data | No Data | No Data
2050 | ERROR | ERROR | ERROR | 0 | ERROR | No Data | No Data | No Data
2060 | ERROR | ERROR | ERROR | 0 | ERROR | No Data | No Data | No Data
2070 | ERROR | ERROR | ERROR | 0 | ERROR | No Data | No Data | No Data
Average | ERROR | ERROR | ERROR | Suggested Threshold Value
Projected Residential Demand
Threshold value (MGD). Delta highlights red if larger.
Year | Calculated [B] or [C] | LWSP | Delta > Threshold ? | GPCD Delta | Demand Delta (MGD) | Conservative | Percent Difference | Flag
2030 | ERROR | ERROR | ERROR | 0 | ERROR | No Data | No Data | No Data
2040 | ERROR | ERROR | ERROR | 0 | ERROR | No Data | No Data | No Data
2050 | ERROR | ERROR | ERROR | 0 | ERROR | No Data | No Data | No Data
2060 | ERROR | ERROR | ERROR | 0 | ERROR | No Data | No Data | No Data
2070 | ERROR | ERROR | ERROR | 0 | ERROR | No Data | No Data | No Data
Average | ERROR | ERROR | ERROR | Suggested Threshold Value
Projected Commercial Demand
Threshold value (MGD). Delta highlights red if larger.
Year | Calculated | LWSP | Delta > Threshold ? | GPCD Delta | Demand Delta (MGD) | Conservative | Percent Difference | Flag
2030 | ERROR | ERROR | ERROR | 0 | ERROR | No Data | No Data | No Data
2040 | ERROR | ERROR | ERROR | 0 | ERROR | No Data | No Data | No Data
2050 | ERROR | ERROR | ERROR | 0 | ERROR | No Data | No Data | No Data
2060 | ERROR | ERROR | ERROR | 0 | ERROR | No Data | No Data | No Data
2070 | ERROR | ERROR | ERROR | 0 | ERROR | No Data | No Data | No Data
Average | ERROR | ERROR | ERROR | Suggested Threshold Value
Projected Industrial Demand
Threshold value (MGD). Delta highlights red if larger.
Year | Calculated | LWSP | Delta > Threshold ? | GPCD Delta | Demand Delta (MGD) | Conservative | Percent Difference | Flag
2030 | ERROR | ERROR | ERROR | 0 | ERROR | No Data | No Data | No Data
2040 | ERROR | ERROR | ERROR | 0 | ERROR | No Data | No Data | No Data
2050 | ERROR | ERROR | ERROR | 0 | ERROR | No Data | No Data | No Data
2060 | ERROR | ERROR | ERROR | 0 | ERROR | No Data | No Data | No Data
2070 | ERROR | ERROR | ERROR | 0 | ERROR | No Data | No Data | No Data
Average | ERROR | ERROR | ERROR | Suggested Threshold Value
Projected Institutional Demand
Threshold value (MGD). Delta highlights red if larger.
Year | Calculated | LWSP | Delta > Threshold ? | GPCD Delta | Demand Delta (MGD) | Conservative | Percent Difference | Flag
2030 | ERROR | ERROR | ERROR | 0 | ERROR | No Data | No Data | No Data
2040 | ERROR | ERROR | ERROR | 0 | ERROR | No Data | No Data | No Data
2050 | ERROR | ERROR | ERROR | 0 | ERROR | No Data | No Data | No Data
2060 | ERROR | ERROR | ERROR | 0 | ERROR | No Data | No Data | No Data
2070 | ERROR | ERROR | ERROR | 0 | ERROR | No Data | No Data | No Data
Average | ERROR | ERROR | ERROR | Suggested Threshold Value
Projected System Process Demand
Threshold value (MGD). Delta highlights red if larger.
Year | Calculated | LWSP | Delta > Threshold ? | GPCD Delta | Demand Delta (MGD) | Conservative | Percent Difference | Flag
2030 | ERROR | ERROR | ERROR | 0 | ERROR | No Data | No Data | No Data
2040 | ERROR | ERROR | ERROR | 0 | ERROR | No Data | No Data | No Data
2050 | ERROR | ERROR | ERROR | 0 | ERROR | No Data | No Data | No Data
2060 | ERROR | ERROR | ERROR | 0 | ERROR | No Data | No Data | No Data
2070 | ERROR | ERROR | ERROR | 0 | ERROR | No Data | No Data | No Data
Average | ERROR | ERROR | ERROR | Suggested Threshold Value
Unaccounted-for Water Demand
Threshold value (MGD). Delta highlights red if larger.
Year | Calculated | LWSP | Delta > Threshold ? | GPCD Delta | Demand Delta (MGD) | Conservative | Percent Difference | Flag
2030 | ERROR | ERROR | ERROR | 0 | ERROR | No Data | No Data | No Data
2040 | ERROR | ERROR | ERROR | 0 | ERROR | No Data | No Data | No Data
2050 | ERROR | ERROR | ERROR | 0 | ERROR | No Data | No Data | No Data
2060 | ERROR | ERROR | ERROR | 0 | ERROR | No Data | No Data | No Data
2070 | ERROR | ERROR | ERROR | 0 | ERROR | No Data | No Data | No Data
Average | ERROR | ERROR | ERROR | Suggested Threshold Value
Total Water Demand
Year | Calculated Demand | LWSP Demand
2030 | ERROR | ERROR
2040 | ERROR | ERROR
2050 | ERROR | ERROR
2060 | ERROR | ERROR
2070 | ERROR | ERROR
---- | #N/A
Available Water Supply
Year | Supply | 80% Supply
2030 | ERROR | ERROR
2040 | ERROR | ERROR
2050 | ERROR | ERROR
2060 | ERROR | ERROR
2070 | ERROR | ERROR
---- | #N/A | #N/A
Threshold

## Justification
Rates can not be adjusted in this worksheet. They are automatically updated from the Projections WKSHT.
Type in grey shaded boxes.
Projections | Rate Used
Population | Historical Rate
Residential Demand | (C) See Projections WKSHT
Commercial Demand | Economic Rate
Industrial Demand | Economic Rate
Institutional Demand | Economic Rate
System Process Demand | Variable Rate
Uaccounted-for Water Demand | Variable Rate

## Summary Table
No Data | 2030 | 2040 | 2050 | 2060 | 2070 | ----
Population | ERROR | ERROR | ERROR | ERROR | ERROR | ----
Residential Demand (MGD) | ERROR | ERROR | ERROR | ERROR | ERROR | ----
Commercial Demand (MGD) | ERROR | ERROR | ERROR | ERROR | ERROR | ----
Industrial Demand (MGD) | ERROR | ERROR | ERROR | ERROR | ERROR | ----
Institutional Demand (MGD) | ERROR | ERROR | ERROR | ERROR | ERROR | ----
System Process Demand (MGD) | ERROR | ERROR | ERROR | ERROR | ERROR | ----
Unaccounted-for Water Demand (MGD) | ERROR | ERROR | ERROR | ERROR | ERROR | ----
Future Water Sales (MGD) | ERROR | ERROR | ERROR | ERROR | ERROR | ----
Future Water Supply (MGD) | ERROR | ERROR | ERROR | ERROR | ERROR | ----
The numbers in this table are projections to consider using in the LWSP. The numbers are estimates generated by the Projections Evaluation Tool, and they may not be an accurate representation of future population and water system demand. The North Carolina Division of Water Resources makes no warranties or guarantees regarding the use of this data. Assumptions made where required.

## Projections WKSHT (Example) (hidden)
System Name: | Any Town |  |  |  | PWSID: | xx-xx-xxx
Water WDRN/Purchased (MGD) | 0.061425
Available Supply (MGD) | 0.27
Water Sold (MGD) | 0
The LWSP Projections Evaluation Tool was designed to allow the user to check the reasonableness of population and demand projections in Local Water Supply Plans.
Population Projection Table
State Data Center Population Projections
Enter data in blue shaded area only
[12 empty] | Data Year: | 2025 | 2035 | 2045 | 2050
[12 empty] | Population: | 60720 | 61904 | 62647 | 62907
Begin Year | Population | End Year | Population | User Population (End Year) | Historical Window | LWSP Historical Rate | User's Rate | Projected County Rate |  | Use Variable Rate (Y/N)? |  | Change/Yr: |  | 0.195% | 0.1587% | 0.083%
2015 | 980 | 2020 | 980 |  | 5 | 0% | 0.2% | 0.1456% | Duplin | N |  | Average: |  |  |  | 0.1456%
Population Projections | Proj. Year | Population | Proj. Year | Population | Proj. Year | Population | Proj. Year | Population | Proj. Year | Population
Variable Rate
LWSP Projections | 2030 | 985 | 2040 | 1034 | 2050 | 1086 | 2060 | 1140 | 2070 | 1197
Calculated Projections |  | 999.6 |  | 1019.592 |  | 1039.9838 |  | 1060.7835 |  | 1081.9992
Percent Difference |  | 1.471% |  | 1.403% |  | 4.329% |  | 7.199% |  | 10.09%
Is LWSP Projection Low ? |  | Yes |  | No |  | No |  | No |  | No
[15 empty] | Enter data in blue or grey shaded areas only |  |  |  | Non-Residential Demand Rate Selection Table
[5 empty] | Water Demand Historical Table (from LWSP) | [9 empty] | Projection Annual Growth Rates |  |  |  | Commercial | Industrial | Institutional | System Process | UAFW
[19 empty] | 1, 2, 3, or 4 | 1, 2, 3, or 4 | 1, 2, 3, or 4 | 1, 2, or 4 | 1 ,4, or blank
[5 empty] | Enter data in blue shaded areas only | [9 empty] | 1 | 2 | 3 | 4 | 2 | 3 | 2 | 2 | 4
Type of Service | Begin Year | Usage (MGD) | Year | Usage (MGD) | Year | Usage (MGD) | Year | Usage (MGD) | Year | Usage (MGD) | End Year | Usage (MGD) | User's Demand | Historical Window | LWSP Historical Rate | User's Rate | Economic Rate | Variable Rate
Residential | 2015 | 0.043 | 2016 | 0.044 | 2017 | 0.05 | 2018 | 0.059 | 2019 | 0.0475 | 2020 | 0.037 |  | 5 | -1.527%
Commercial | 2015 | 0.004 | 2016 | 0.004 | 2017 | 0.006 | 2018 | 0.005 | 2019 | 0.005 | 2020 | 0.007 |  | 5 | 14.67% | 1.8% | 2.1% | See Below
Industrial | 2015 | 0 | 2016 | 0 | 2017 | 0 | 2018 | 0 | 2019 | 0 | 2020 | 0 |  | 5 | ERROR |  | 0% | See Below
Institutional | 2015 | 0 | 2016 | 0 | 2017 | 0 | 2018 | 0.005 | 2019 | 0.005 | 2020 | 0.004 |  | 5 | ERROR | 0.5% | 0% | See Below
System Process | 2015 | 0.008 | 2016 | 0.01 | 2017 | 0.012 | 2018 | 0.01 | 2019 | 0.0065 | 2020 | 0.004 |  | 5 | -9.026% | 0.5% | N/A | See Below
Water Sales | 2015 | 0 | 2016 | 0 | 2017 | 0 | 2018 | 0 | 2019 | 0 | 2020 | 0 |  | 5 | ERROR | N/A | N/A | N/A
UAFW | 2015 | 0.012333 | 2016 | 0.012417 | 2017 | 0.0029167 | 2018 | 0.013 | 2019 | 0.0090917 | 2020 | 0.009425 |  | 5 | 48.7% |  |  | See Below
UAFW (% of demand) | 2015 | 18.32% | 2016 | 17.63% | 2017 | 4.113% | 2018 | 14.13% | 2019 | 12.44% | 2020 | 15.34% |  | 14.74%
GPCD (Residential) | 2015 | 43.8776 | 2016 | 44.898 | 2017 | 51.0204 | 2018 | 60.2041 | 2019 | 48.4694 | 2020 | 37.7551 |  | 46.6837
Residential Demand Projections |  |  |  |  | Enter data in blue shaded areas only
Gallons per Capita per Day: | 37.7551 | 46.6837
| Proj. Year | Usage (MGD) | Proj. Year | Usage (MGD) | Proj. Year | Usage (MGD) | Proj. Year | Usage (MGD) | Proj. Year | Usage (MGD)
LWSP Demand Projections (A) | 2030 | 0.046 | 2040 | 0.048 | 2050 | 0.051 | 2060 | 0.053 | 2070 | 0.056 | Rate | Use [B] or [C]
Demand projections based on GPCD and LWSP population projections (B) |  | 0.045983 |  | 0.048271 |  | 0.050698 |  | 0.053219 |  | 0.05588 | 0.4994% | c
Demand projections based on GPCD and historical population rate or user's rates (C) |  | 0.046665 |  | 0.047598 |  | 0.04855 |  | 0.049521 |  | 0.050512 | 0.2%
Percent Difference |  | 1.435% |  | 0.8404% |  | 4.922% |  | 6.786% |  | 10.31%
Is LWSP Projection Low ? |  | Yes |  | No |  | No |  | No |  | No
Commercial Demand Projections |  |  |  |  | Enter data in blue shaded areas only
Dp = W x (1 + I )^N
Variable Rate
| Proj. Year | Usage (MGD) | Proj. Year | Usage (MGD) | Proj. Year | Usage (MGD) | Proj. Year | Usage (MGD) | Proj. Year | Usage (MGD)
LWSP Projections | 2030 | 0.007 | 2040 | 0.009 | 2050 | 0.011 | 2060 | 0.014 | 2070 | 0.018
Calculated Projections |  | 0.0083671 |  | 0.010001 |  | 0.011954 |  | 0.014289 |  | 0.01708 | User's Rate
Percent Difference |  | 17.79% |  | 10.54% |  | 8.316% |  | 2.045% |  | 5.245%
Is LWSP Projection Low ? |  | Yes |  | Yes |  | Yes |  | Yes |  | No
Industrial Demand Projections |  |  |  |  | Enter data in blue shaded areas only
Dp = W x (1 + I )^N
Variable Rate
| Proj. Year | Usage (MGD) | Proj. Year | Usage (MGD) | Proj. Year | Usage (MGD) | Proj. Year | Usage (MGD) | Proj. Year | Usage (MGD)
LWSP Projections | 2030 | 0 | 2040 | 0 | 2050 | 0 | 2060 | 0 | 2070 | 0
Calculated Projections |  | 0 |  | 0 |  | 0 |  | 0 |  | 0 | Economic Rate
Percent Difference |  | ERROR |  | ERROR |  | ERROR |  | ERROR |  | ERROR
Is LWSP Projection Low ? |  | N/A |  | N/A |  | N/A |  | N/A |  | N/A
Institutional Demand Projections |  |  |  |  | Enter data in blue shaded areas only
Dp = W x (1 + I )^N
Variable Rate
| Proj. Year | Usage (MGD) | Proj. Year | Usage (MGD) | Proj. Year | Usage (MGD) | Proj. Year | Usage (MGD) | Proj. Year | Usage (MGD)
LWSP Projections | 2030 | 0.004 | 2040 | 0.005 | 2050 | 0.005 | 2060 | 0.006 | 2070 | 0.007
Calculated Projections |  | 0.0042046 |  | 0.0044196 |  | 0.0046456 |  | 0.0048832 |  | 0.0051329 | User's Rate
Percent Difference |  | 4.987% |  | 12.32% |  | 7.348% |  | 20.52% |  | 30.78%
Is LWSP Projection Low ? |  | Yes |  | No |  | No |  | No |  | No
Process Demand Projections |  |  |  |  | Enter data in blue shaded areas only
Dp = W x (1 + I )^N
Variable Rate
| Proj. Year | Usage (MGD) | Proj. Year | Usage (MGD) | Proj. Year | Usage (MGD) | Proj. Year | Usage (MGD) | Proj. Year | Usage (MGD)
LWSP Projections | 2030 | 0.004 | 2040 | 0.004 | 2050 | 0.005 | 2060 | 0.005 | 2070 | 0.006
Calculated Projections |  | 0.0042046 |  | 0.0044196 |  | 0.0046456 |  | 0.0048832 |  | 0.0051329 | User's Rate
Percent Difference |  | 4.987% |  | 9.967% |  | 7.348% |  | 2.364% |  | 15.58%
Is LWSP Projection Low ? |  | Yes |  | Yes |  | No |  | No |  | No
UAFW Demand Projections |  |  |  |  | Enter data in blue shaded areas only
|  | 1.5% |  | 0.5% |  | 0.5% |  | 0.5% |  | 0.6%
| Proj. Year | Usage (MGD) | Proj. Year | Usage (MGD) | Proj. Year | Usage (MGD) | Proj. Year | Usage (MGD) | Proj. Year | Usage (MGD)
LWSP Projections | 2030 | 0.01 | 2040 | 0.011 | 2050 | 0.012 | 2060 | 0.013 | 2070 | 0.014
Calculated Projections |  | 0.010938 |  | 0.011497 |  | 0.012085 |  | 0.012704 |  | 0.013487 | Variable Rate
Percent Difference |  | 8.961% |  | 4.422% |  | 0.7096% |  | 2.307% |  | 3.735%
% of Demand |  | 14.71% |  | 14.75% |  | 14.76% |  | 14.72% |  | 14.76%
Is LWSP Projection Low ? |  | Yes |  | Yes |  | Yes |  | No |  | No
Projected Water Sales
| Proj. Year | Usage (MGD) | Proj. Year | Usage (MGD) | Proj. Year | Usage (MGD) | Proj. Year | Usage (MGD) | Proj. Year | Usage (MGD)
Contract Sales + Future Sales | 2030 | 0 | 2040 | 0 | 2050 | 0 | 2060 | 0 | 2070 | 0
Future Water Supply
| Proj. Year | Usage (MGD) | Proj. Year | Usage (MGD) | Proj. Year | Usage (MGD) | Proj. Year | Usage (MGD) | Proj. Year | Usage (MGD)
Future Supplies Only | 2030 | 0 | 2040 | 0 | 2050 | 0 | 2060 | 0 | 2070 | 0
Median
Project
Economic Sheet
Hide Example
Show Example
PWSID Lookup

## Evaluation (Example) (hidden)
Data outside grey shaded boxes can not be manually adjusted.
Data can be entered in grey shaded boxes.
Projected Population
Threshold value (Pop). Delta highlights red if larger. |  |  | 48.0083
Year | Calculated | LWSP | Delta > Threshold ? | Population Delta | Variance (MGD) | Conservative | Percent Difference | Flag
2030 | 999.6 | 985 | No | 14.6 | 0.00068158 | Yes | 1.471% | No
2040 | 1019.592 | 1034 | No | 14.408 | 0.00067262 | No | 1.403% | No
2050 | 1039.9838 | 1086 | No | 46.0162 | 0.0021482 | No | 4.329% | No
2060 | 1060.7835 | 1140 | Yes | 79.2165 | 0.0036981 | No | 7.199% | No
2070 | 1081.9992 | 1197 | Yes | 115.0008 | 0.0053687 | No | 10.09% | No
Average | 1040.3917 | 1088.4 | 48.0083 | Suggested Threshold Value
Projected Residential Demand
Threshold value (MGD). Delta highlights red if larger. |  |  | 0.0022307
Year | Calculated [B] or [C] | LWSP | Delta > Threshold ? | GPCD Delta | Demand Delta (MGD) | Conservative | Percent Difference | Flag
2030 | 0.046665 | 0.046 | No | 0.66527 | 0.000665 | Yes | 1.435% | No
2040 | 0.047598 | 0.048 | No | 0.39398 | 0.0004017 | No | 0.8404% | No
2050 | 0.04855 | 0.051 | Yes | 2.3556 | 0.0024497 | No | 4.922% | No
2060 | 0.049521 | 0.053 | Yes | 3.2794 | 0.0034787 | No | 6.786% | No
2070 | 0.050512 | 0.056 | Yes | 5.0724 | 0.0054883 | No | 10.31% | No
Average | 0.048569 | 0.0508 | 0.0022307 | Suggested Threshold Value
Projected Commercial Demand
Threshold value (MGD). Delta highlights red if larger. |  |  | 0.00053841
Year | Calculated | LWSP | Delta > Threshold ? | GPCD Delta | Demand Delta (MGD) | Conservative | Percent Difference | Flag
2030 | 0.0083671 | 0.007 | Yes | 1.3677 | 0.0013671 | Yes | 17.79% | No
2040 | 0.010001 | 0.009 | Yes | 0.982 | 0.0010012 | Yes | 10.54% | No
2050 | 0.011954 | 0.011 | Yes | 0.9178 | 0.0009545 | Yes | 8.316% | No
2060 | 0.014289 | 0.014 | No | 0.27267 | 0.00028924 | Yes | 2.045% | No
2070 | 0.01708 | 0.018 | Yes | 0.85031 | 0.00092004 | No | 5.245% | No
Average | 0.012338 | 0.0118 | 0.00053841 | Suggested Threshold Value
Projected Industrial Demand
Threshold value (MGD). Delta highlights red if larger. |  |  | 0
Year | Calculated | LWSP | Delta > Threshold ? | GPCD Delta | Demand Delta (MGD) | Conservative | Percent Difference | Flag
2030 | 0 | 0 | No | 0 | 0 | No Data | No Data | No Data
2040 | 0 | 0 | No | 0 | 0 | No Data | No Data | No Data
2050 | 0 | 0 | No | 0 | 0 | No Data | No Data | No Data
2060 | 0 | 0 | No | 0 | 0 | No Data | No Data | No Data
2070 | 0 | 0 | No | 0 | 0 | No Data | No Data | No Data
Average | 0 | 0 | 0 | Suggested Threshold Value
Projected Institutional Demand
Threshold value (MGD). Delta highlights red if larger. |  |  | 0.00074284
Year | Calculated | LWSP | Delta > Threshold ? | GPCD Delta | Demand Delta (MGD) | Conservative | Percent Difference | Flag
2030 | 0.0042046 | 0.004 | No | 0.20464 | 0.00020456 | Yes | 4.987% | No
2040 | 0.0044196 | 0.005 | No | 0.56926 | 0.00058042 | No | 12.32% | No
2050 | 0.0046456 | 0.005 | No | 0.34077 | 0.0003544 | No | 7.348% | No
2060 | 0.0048832 | 0.006 | Yes | 1.0528 | 0.0011168 | No | 20.52% | No
2070 | 0.0051329 | 0.007 | Yes | 1.7256 | 0.0018671 | No | 30.78% | No
Average | 0.0046572 | 0.0054 | 0.00074284 | Suggested Threshold Value
Projected System Process Demand
Threshold value (MGD). Delta highlights red if larger. |  |  | 0.00014284
Year | Calculated | LWSP | Delta > Threshold ? | GPCD Delta | Demand Delta (MGD) | Conservative | Percent Difference | Flag
2030 | 0.0042046 | 0.004 | Yes | 0.20464 | 0.00020456 | Yes | 4.987% | No
2040 | 0.0044196 | 0.004 | Yes | 0.41152 | 0.00041958 | Yes | 9.967% | No
2050 | 0.0046456 | 0.005 | Yes | 0.34077 | 0.0003544 | No | 7.348% | No
2060 | 0.0048832 | 0.005 | No | 0.11013 | 0.00011682 | No | 2.364% | No
2070 | 0.0051329 | 0.006 | Yes | 0.80138 | 0.0008671 | No | 15.58% | No
Average | 0.0046572 | 0.0048 | 0.00014284 | Suggested Threshold Value
Unaccounted-for Water Demand
Threshold value (MGD). Delta highlights red if larger. |  |  | 0.00034345
Year | Calculated | LWSP | Delta > Threshold ? | GPCD Delta | Demand Delta (MGD) | Conservative | Percent Difference | Flag
2030 | 0.010938 | 0.01 | Yes | 0.93847 | 0.0009381 | Yes | 8.961% | No
2040 | 0.011497 | 0.011 | No | 0.48791 | 0.00049747 | Yes | 4.422% | No
2050 | 0.012085 | 0.012 | No | 0.08217 | 8.5455e-05 | Yes | 0.7096% | No
2060 | 0.012704 | 0.013 | No | 0.2795 | 0.00029649 | No | 2.307% | No
2070 | 0.013487 | 0.014 | No | 0.47446 | 0.00051337 | No | 3.735% | No
Average | 0.012142 | 0.012 | 0.00014223 | Suggested Threshold Value
Total Water Demand
Year | Calculated Demand | LWSP Demand
2030 | 0.074379 | 0.071
2040 | 0.077936 | 0.077
2050 | 0.081881 | 0.084
2060 | 0.08628 | 0.091
2070 | 0.091344 | 0.101
---- | #N/A
Available Water Supply
Year | Supply | 80% Supply
2030 | 0.27 | 0.216
2040 | 0.27 | 0.216
2050 | 0.27 | 0.216
2060 | 0.27 | 0.216
2070 | 0.27 | 0.216
---- | #N/A | #N/A
Threshold

## Economic Rate Data (Example) (hidden)
Total factor Productivity and Related KLEMS Measures from the NIPA Industry Database
Food Services and Drinking Places (NAICS 722)
Materials Input
% Change Year Ago (2007-2019)
2.1 | Previous Value: 2.3% (2007-2016)
Source: Bureau of Labor Statistics
Release Date: November 18, 2021
Total factor Productivity and Related KLEMS Measures from the NIPA Industry Database
Chemical Products (NAICS 325)
Materials Input
% Change Year Ago (2007-2019)
-1.9 | Previous Value: 0.6% (2007-2016)
Source: Bureau of Labor Statistics
Release Date: November 18, 2021
Total factor Productivity and Related KLEMS Measures from the NIPA Industry Database
Hospitals and Nursing and Residential Care Facilities (NAICS 622,623)
Materials Input
% Change Year Ago (2007-2019)
-2.3 | Previous Value: 1.4% (2007-2016)
Source: Bureau of Labor Statistics
Release Date: November 18, 2021
This box contains definitions of water use types used in the LWSP.
Residential Water Use:
May include: Boarding houses, Family care homes, Guest houses, Home occupations, Home professional offices, Manufactured Homes, Manufactured Home Parks, Multi-family dwellings, Planned unit developments, Residential accessory uses, Single-family dwellings, Vacation homes, Two-family dwellings (duplex), Three-family dwellings (triplex), etc.
Commercial Water Use:
May include: Animal hospitals, Automobile repairs, Automobile sales, Automobile service stations, Banks, Barber/beauty shops, Business offices, Bus Stations, Butcher shops, Cab stands, Convenience stores, Dental clinics, Exterminators, Farms, Farm machinery showrooms, Fish markets, Funeral homes, Golf courses, Hardware stores, Hotels, Kennels, Laundry/dry cleaning storefronts, Medical clinics, Mobile home showrooms, Motorcycle showrooms, Nurseries, Paint/wallpaper showrooms, Parking lots, Pet shops, Print shops, Professional service agencies, Radio/TV repair shops, Recreational vehicle sales and service, Restaurants, Retail stores, Seed/feed stores, Shoe repair shops, Specialized service agencies, Studios (art, photo, design, etc.), Television or radio broadcast stations, Theaters, Train stations, etc.
Industrial Water Use:
May include: Manufacturing Facilities, Processing Facilities, Utilities, etc.
Institutional Water Use:
May include: Hospitals, Assisted living facilities, Correctional facilities, Schools, Colleges, Churches, Government buildings, Police stations, etc.
In order to determine the growth rate for the Commercial, Industrial, and Institutional (ICI) categories, a surrogate industry was choosen for each. The growth rate of materials imputs, published by the Bureau of Labor Statistics, for the surrogate industries is then used to make representative demand projections for each of the ICI categories. Water is considered a material input in production.
Commercial Water Use
- Surrogate Industry: Food Services and Drinking Places
Industrial Water Use
- Surrogae Industry: Chemical Products
Institutional Water Use
- Surrogate Industry: Hospitals
The growth rate of materials inputs is used to calculate representative estimated demand projections for each of the ICI categories. The materials inputs growth rates are published by the Bureau of Labor Statistics for industries nationally. The rates used in this tool are averages and may not directly correlate to the materials inputs growth rates for a particular local industry. The average rates are highlighted in orange below.

## Justification (Example) (hidden)
Rates can not be adjusted in this worksheet. They are automatically updated from the Projections WKSHT.
Type in grey shaded boxes.
Projections | Rate Used
Population | User's Rate
Due to anticipated growth, chosen rate is slightly higher than State Data Center projections.
Residential Demand | (C) See Projections WKSHT
Median historical consumption rate seems reasonable; therefore, projections based on median
consumption rate and calculated population projections.
Commercial Demand | User's Rate
Used NC Department of Commerce Labor & Economic Analysis data for the Goldsboro-Kinston area
as a reasonableness check for the rate used.
Industrial Demand | Economic Rate
Institutional Demand | User's Rate
Used NC Department of Commerce Labor & Economic Analysis data for the Goldsboro-Kinston area
as a reasonableness check for the rate used.
System Process Demand | User's Rate
Chosen rate may be reasonable for a small rural water system. Continue to monitor with best
available data.
Uaccounted-for Water Demand | Variable Rate
Based on historical data, the median percentage UAFW seems reasonable to project into the future.

## Summary Table (Example) (hidden)
Any Town | 2030 | 2040 | 2050 | 2060 | 2070 | ----
Population | 999.6 | 1019.592 | 1039.9838 | 1060.7835 | 1081.9992 | ----
Residential Demand (MGD) | 0.046665 | 0.047598 | 0.04855 | 0.049521 | 0.050512 | ----
Commercial Demand (MGD) | 0.0083671 | 0.010001 | 0.011954 | 0.014289 | 0.01708 | ----
Industrial Demand (MGD) | 0 | 0 | 0 | 0 | 0 | ----
Institutional Demand (MGD) | 0.0042046 | 0.0044196 | 0.0046456 | 0.0048832 | 0.0051329 | ----
System Process Demand (MGD) | 0.0042046 | 0.0044196 | 0.0046456 | 0.0048832 | 0.0051329 | ----
Unaccounted-for Water Demand (MGD) | 0.010938 | 0.011497 | 0.012085 | 0.012704 | 0.013487 | ----
Future Water Sales (MGD) | 0 | 0 | 0 | 0 | 0 | ----
Future Water Supply (MGD) | 0 | 0 | 0 | 0 | 0 | ----
The numbers in this table are projections to consider using in the LWSP. The numbers are estimates generated by the Projections Evaluation Tool, and they may not be an accurate representation of future population and water system demand. The North Carolina Division of Water Resources makes no warranties or guarantees regarding the use of this data. Assumptions made where required.

## Master Data Set 2019 (hidden)
Projection Period Begin Yr (e.g. 2020, 2030, etc) = | 2020 | Historical End Year (i.e. reporting year) = | 2019 | Historical Begin Year = | 2014 | [5 empty] | flag neg. in red
Name | Water Withdrawn/Purchased | Available Supply | Water Sold | Pop - Begin Year | Pop - End Year | Demand-Res | Demand-Comm | Demand-Ind | Demand-Inst | Demand-Sys Proc | Demand-UAFW | GPCD-Res | Population2020 | Population2030 | Population2040 | Population2050 | Population2060 | County | Residential2020 | Residential2030 | Residential2040 | Residential2050 | Residential2060 | Commercial2020 | Commercial2030 | Commercial2040 | Commercial2050 | Commercial2060 | Industrial2020 | Industrial2030 | Industrial2040 | Industrial2050 | Industrial2060 | Institutional2020 | Institutional2030 | Institutional2040 | Institutional2050 | Institutional2060 | System Process2020 | System Process2030 | System Process2040 | System Process2050 | System Process2060 | UAFW2020 | UAFW2030 | UAFW2040 | UAFW2050 | UAFW2060 | 2020Future Supplies | 2030Future Supplies | 2040Future Supplies | 2050Future Supplies | 2060Future Supplies | 2020Projected Sales | 2030Projected Sales | 2040Projected Sales | 2050Projected Sales | 2060Projected Sales | 2020Contract Purchase | 2030Contract Purchase | 2040Contract Purchase | 2050Contract Purchase | 2060Contract Purchase | 2020Contract Sales | 2030Contract Sales | 2040Contract Sales | 2050Contract Sales | 2060Contract Sales
Burnsville | 0.72794 | 1.48 | 0 |  | 3825 | 0.139 | 0.057 | 0.059 | 0.038 | 0.035 | 0.39994 | 36.3399 | 3840 | 3860 | 3880 | 3900 | 3920 | Yancey | 0.142 | 0.175 | 0.177 | 0.179 | 0.181 | 0.06 | 0.112 | 0.116 | 0.12 | 0.122 | 0.062 | 0.092 | 0.094 | 0.096 | 0.098 | 0.035 | 0.037 | 0.038 | 0.039 | 0.04 | 0.035 | 0.035 | 0.035 | 0.035 | 0.035 | 0.07 | 0.09 | 0.095 | 0.095 | 0.095 | 0 | 0 | 0 | 0 | 0 | 0 | 0 | 0 | 0 | 0 | 0 | 0 | 0 | 0 | 0 | 0 | 0 | 0 | 0 | 0
Taylorsville | 0.28608 | 0.5 | 0 |  | 2500 | 0.224 | 0.03 | 0.01 | 0.006 | 0.001 | 0.015083 | 89.6 | 2500 | 2525 | 2550 | 2575 | 2600 | Alexander | 0.2049 | 0.2069 | 0.209 | 0.2111 | 0.2132 | 0.035 | 0.0355 | 0.036 | 0.0365 | 0.037 | 0.01 | 0.011 | 0.0121 | 0.0133 | 0.0146 | 0.0065 | 0.0066 | 0.0067 | 0.0068 | 0.0069 | 0.001 | 0.001 | 0.001 | 0.001 | 0.001 | 0.04 | 0.041 | 0.042 | 0.043 | 0.044 | 0 | 0 | 0 | 0 | 0 | 0 | 0 | 0 | 0 | 0 | 0.528 | 0.528 | 0.528 | 0.528 | 0.528 | 0 | 0 | 0 | 0 | 0
Energy United Water | 1.9607 | 2.5 | 1.0058 |  | 12642 | 0.6247 | 0.052 | 0.122 | 0.074 | 0.005 | 0.077167 | 49.4146 | 12800 | 13500 | 14100 | 14600 | 15000 | Alexander | 0.635 | 0.65 | 0.665 | 0.68 | 0.695 | 0.054 | 0.056 | 0.059 | 0.061 | 0.063 | 0.121 | 0.123 | 0.125 | 0.13 | 0.135 | 0.05 | 0.055 | 0.06 | 0.065 | 0.07 | 0.001 | 0.001 | 0.001 | 0.001 | 0.001 | 0.04 | 0.04 | 0.04 | 0.04 | 0.04 | 0 | 0 | 0 | 0 | 0 | 0 | 0 | 0 | 0 | 0 | 2.5 | 2.5 | 2.5 | 2.5 | 2.5 | 1.2249 | 0.5176 | 0.5 | 0.5 | 0.5
Alexander County WD | 0.82408 | 2 | 0.001 |  | 11697 | 0.631 | 0.245 | 0 | 0 | 0.0089 | -0.061817 | 53.9455 | 11957 | 12315 | 12684 | 13064 | 13455 | Alexander | 0.633 | 0.653 | 0.672 | 0.692 | 0.713 | 0.286 | 0.315 | 0.346 | 0.381 | 0.419 | 0 | 0 | 0 | 0 | 0 | 0 | 0 | 0 | 0 | 0 | 0.07 | 0.0721 | 0.0743 | 0.0765 | 0.0788 | 0.074 | 0.0784 | 0.0831 | 0.0881 | 0.0934 | 0 | 0 | 0 | 0 | 0 | 0 | 0 | 0 | 0 | 0 | 2 | 2 | 2 | 2 | 2 | 0.001 | 0.001 | 0.001 | 0.001 | 0.001
Sparta | 0.35272 | 0.726 | 0 |  | 1767 | 0.1216 | 0.0374 | 0.0805 | 0.0199 | 0.005 | 0.088325 | 68.8172 | 1890 | 1928 | 1960 | 2000 | 2060 | Alleghany | 0.11 | 0.113 | 0.115 | 0.117 | 0.119 | 0.04 | 0.041 | 0.042 | 0.043 | 0.044 | 0.09 | 0.09 | 0.095 | 0.095 | 0.1 | 0.024 | 0.026 | 0.028 | 0.03 | 0.032 | 0.016 | 0.016 | 0.017 | 0.018 | 0.018 | 0.12 | 0.121 | 0.122 | 0.123 | 0.124 | 0 | 0 | 0 | 0 | 0 | 0 | 0 | 0 | 0 | 0 | 0.563 | 0.563 | 0.563 | 0.563 | 0.563 | 0 | 0 | 0 | 0 | 0
West Jefferson | 0.21902 | 0.7064 | 0 |  | 1305 | 0.0564 | 0.0692 | 0.0347 | 0 | 0.015 | 0.043717 | 43.2184 | 1318 | 1385 | 1449 | 1516 | 1585 | Ashe | 0.0583 | 0.0612 | 0.064 | 0.0669 | 0.0699 | 0.0732 | 0.0768 | 0.0803 | 0.084 | 0.0878 | 0.0298 | 0.0298 | 0.0298 | 0.0298 | 0.0298 | 0 | 0 | 0 | 0 | 0 | 0.015 | 0.015 | 0.015 | 0.015 | 0.015 | 0.0615 | 0.0638 | 0.066 | 0.0683 | 0.0707 | 0 | 0 | 0 | 0 | 0 | 0 | 0 | 0 | 0 | 0 | 0 | 0 | 0 | 0 | 0 | 0 | 0 | 0 | 0 | 0
Jefferson | 0.17825 | 14.187 | 0 |  | 1450 | 0.094 | 0.025 | 0.005 | 0.038 | 0.008 | 0.00825 | 64.8276 | 1750 | 1900 | 2100 | 2600 | 2800 | Ashe | 0.1 | 0.11 | 0.12 | 0.14 | 0.15 | 0.03 | 0.04 | 0.045 | 0.05 | 0.055 | 0.01 | 0.015 | 0.018 | 0.02 | 0.025 | 0.052 | 0.057 | 0.063 | 0.068 | 0.073 | 0.005 | 0.006 | 0.007 | 0.008 | 0.009 | 0.015 | 0.018 | 0.019 | 0.022 | 0.024 | 0 | 0 | 0 | 0 | 0 | 0 | 0 | 0 | 0 | 0 | 0 | 0 | 0 | 0 | 0 | 0 | 0 | 0 | 0 | 0
Lansing | 0.010167 | 0.043 | 0 |  | 150 | 0.007 | 0.002 | 0 | 0 | 0 | 0.0011667 | 46.6667 | 217 | 300 | 310 | 330 | 340 | Ashe | 0.01 | 0.011 | 0.012 | 0.013 | 0.015 | 0.003 | 0.006 | 0.007 | 0.01 | 0.012 | 0 | 0 | 0 | 0 | 0 | 0.001 | 0.001 | 0.002 | 0.002 | 0.002 | 0 | 0 | 0 | 0 | 0 | 0.001 | 0.002 | 0.002 | 0.003 | 0.003 | 0 | 0 | 0 | 0 | 0 | 0 | 0 | 0 | 0 | 0 | 0 | 0 | 0 | 0 | 0 | 0 | 0 | 0 | 0 | 0
Crossnore | 0.03075 | 0.061 | 0 |  | 195 | 0.0102 | 0.0136 | 0 | 0 | 0.0001 | 0.00685 | 52.3077 | 201 | 205 | 209 | 213 | 217 | Avery | 0.0105 | 0.0107 | 0.0109 | 0.0111 | 0.0113 | 0.0159 | 0.0162 | 0.0164 | 0.0167 | 0.017 | 0 | 0 | 0 | 0 | 0 | 0 | 0 | 0 | 0 | 0 | 0.0001 | 0.0001 | 0.0001 | 0.0001 | 0.0001 | 0.0074 | 0.0076 | 0.0077 | 0.0078 | 0.008 | 0 | 0.03 | 0.03 | 0.03 | 0.03 | 0 | 0 | 0 | 0 | 0 | 0 | 0 | 0 | 0 | 0 | 0 | 0 | 0 | 0 | 0
Banner Elk | 0.20726 | 0.366 | 0 |  | 1097 | 0.0413 | 0.03 | 0 | 0.039 | 0.001 | 0.095958 | 37.6481 | 1099 | 1109 | 1119 | 1129 | 1139 | Avery | 0.0413 | 0.0413 | 0.0413 | 0.0413 | 0.0413 | 0.03 | 0.06 | 0.06 | 0.06 | 0.06 | 0 | 0 | 0 | 0 | 0 | 0.039 | 0.039 | 0.039 | 0.039 | 0.039 | 0.001 | 0.001 | 0.001 | 0.001 | 0.001 | 0.1048 | 0.133 | 0.133 | 0.133 | 0.133 | 0 | 0 | 0 | 0 | 0 | 0 | 0 | 0 | 0 | 0 | 0 | 0 | 0 | 0 | 0 | 0 | 0 | 0 | 0 | 0
Newland | 0.13318 | 0.396 | 0 |  | 999 | 0.0432 | 0.0365 | 0 | 0 | 0.001 | 0.052475 | 43.2432 | 1008 | 1057 | 1102 | 1150 | 1199 | Avery | 0.0436 | 0.046 | 0.0475 | 0.0495 | 0.0516 | 0.0368 | 0.0385 | 0.0401 | 0.0418 | 0.0436 | 0 | 0 | 0 | 0 | 0 | 0 | 0 | 0 | 0 | 0 | 0.01 | 0.01 | 0.01 | 0.01 | 0.01 | 0.0587 | 0.0614 | 0.0634 | 0.0658 | 0.0683 | 0 | 0 | 0 | 0 | 0 | 0 | 0 | 0 | 0 | 0 | 0 | 0 | 0 | 0 | 0 | 0 | 0 | 0 | 0 | 0
Elk Park | 0.095342 | 0.237 | 0 |  | 495 | 0.0422 | 0.006 | 0 | 0.004 | 0.001 | 0.042142 | 85.2525 | 500 | 524 | 546 | 570 | 594 | Avery | 0.0425 | 0.0445 | 0.0464 | 0.0484 | 0.0504 | 0.006 | 0.0063 | 0.0066 | 0.0068 | 0.0071 | 0 | 0 | 0 | 0 | 0 | 0.004 | 0.0042 | 0.0044 | 0.0045 | 0.0047 | 0.001 | 0.001 | 0.001 | 0.001 | 0.001 | 0.0423 | 0.0443 | 0.0462 | 0.048 | 0.05 | 0 | 0 | 0 | 0 | 0 | 0 | 0 | 0 | 0 | 0 | 0 | 0 | 0 | 0 | 0 | 0 | 0 | 0 | 0 | 0
Linville Land Harbor | 0.2525 | 0.411 | 0 |  | 520 | 0.222 | 0 | 0 | 0 | 0.005 | 0.0255 | 426.9231 | 520 | 520 | 520 | 520 | 520 | Avery | 0.208 | 0.208 | 0.208 | 0.208 | 0.208 | 0 | 0 | 0 | 0 | 0 | 0 | 0 | 0 | 0 | 0 | 0 | 0 | 0 | 0 | 0 | 0.02 | 0.02 | 0.02 | 0.02 | 0.02 | 0.0244 | 0.0244 | 0.0244 | 0.0244 | 0.0244 | 0 | 0 | 0 | 0 | 0 | 0 | 0 | 0 | 0 | 0 | 0 | 0 | 0 | 0 | 0 | 0 | 0 | 0 | 0 | 0
Sugar Mountain | 0.24328 | 0.946 | 0 |  | 2928 | 0.0771 | 0.0354 | 0 | 0 | 0.0416 | 0.089183 | 26.332 | 2941 | 3001 | 3062 | 3122 | 3182 | Avery | 0.0773 | 0.0794 | 0.0816 | 0.0837 | 0.0859 | 0.0354 | 0.0356 | 0.0357 | 0.0359 | 0.036 | 0 | 0 | 0 | 0 | 0 | 0 | 0 | 0 | 0 | 0 | 0.021 | 0.03 | 0.03 | 0.03 | 0.04 | 0.1098 | 0.1191 | 0.121 | 0.1229 | 0.133 | 0.077 | 0.077 | 0.077 | 0.077 | 0.077 | 0 | 0 | 0 | 0 | 0 | 0 | 0 | 0 | 0 | 0 | 0 | 0 | 0 | 0 | 0
Asheville | 22.5817 | 43.5 | 0.511 |  | 125000 | 8.3651 | 4.2077 | 0.6728 | 1.5339 | 0.31 | 6.9812 | 66.9208 | 135357 | 149518 | 165161 | 182441 | 201528 | Buncombe | 9.053 | 10 | 11.046 | 12.202 | 13.478 | 4.373 | 4.831 | 5.336 | 5.895 | 6.511 | 0.743 | 0.782 | 0.821 | 0.863 | 0.908 | 1.786 | 1.973 | 2.18 | 2.408 | 2.66 | 0.3 | 0.331 | 0.366 | 0.404 | 0.446 | 5.48 | 5.76 | 6.054 | 6.364 | 6.69 | 0 | 0 | 0 | 0 | 0 | 0 | 0 | 0 | 0 | 0 | 0 | 0 | 0 | 0 | 0 | 2.9 | 2.9 | 2.9 | 2.9 | 2.9
Woodfin Sanitary Water and Sewer District | 1.0619 | 1.66 | 0 |  | 9100 | 0.725 | 0.12 | 0.025 | 0.04 | 0.03 | 0.12192 | 79.6703 | 9250 | 10000 | 12000 | 13000 | 14000 | Buncombe | 0.74 | 0.77 | 0.82 | 0.87 | 0.92 | 0.12 | 0.125 | 0.125 | 0.125 | 0.13 | 0.03 | 0.03 | 0.03 | 0.03 | 0.03 | 0.04 | 0.04 | 0.04 | 0.04 | 0.04 | 0.039 | 0.042 | 0.045 | 0.045 | 0.045 | 0.067 | 0.071 | 0.075 | 0.078 | 0.082 | 0 | 0 | 0 | 0 | 0 | 0 | 0 | 0 | 0 | 0 | 1 | 1 | 1 | 1 | 1 | 0 | 0 | 0 | 0 | 0
Black Mountain | 0.6313 | 2.088 | 0.00080274 |  | 9525 | 0.2962 | 0.1293 | 0 | 0.0092 | 0.001 | 0.1948 | 31.0971 | 9690 | 10556 | 11402 | 12315 | 13302 | Buncombe | 0.2999 | 0.3267 | 0.3528 | 0.381 | 0.4115 | 0.1596 | 0.1739 | 0.1878 | 0.2028 | 0.219 | 0 | 0 | 0 | 0 | 0 | 0.0092 | 0.0096 | 0.01 | 0.0104 | 0.0108 | 0.0014 | 0.0015 | 0.0016 | 0.0017 | 0.0018 | 0.2101 | 0.2287 | 0.2468 | 0.2663 | 0.2874 | 0 | 0 | 0 | 0 | 0 | 0 | 0 | 0 | 0 | 0 | 1.55 | 1.55 | 1.55 | 1.55 | 1.55 | 0 | 0 | 0 | 0 | 0
Weaverville | 0.65967 | 1.5 | 0 |  | 6850 | 0.32 | 0.078 | 0.038 | 0.025 | 0.03 | 0.16867 | 46.7153 | 7785 | 8011 | 9445 | 10545 | 12000 | Buncombe | 0.363 | 0.46 | 0.56 | 0.66 | 0.77 | 0.0853 | 0.0953 | 0.1053 | 0.1153 | 0.1253 | 0.045 | 0.055 | 0.065 | 0.075 | 0.085 | 0.032 | 0.042 | 0.052 | 0.062 | 0.072 | 0.025 | 0.032 | 0.038 | 0.042 | 0.048 | 0.0887 | 0.1103 | 0.1322 | 0.1538 | 0.1773 | 0 | 0 | 0 | 0 | 0 | 0 | 0 | 0 | 0 | 0 | 0 | 0 | 0 | 0 | 0 | 0 | 0 | 0 | 0 | 0
Biltmore Forest | 0.1552 | 0.35 | 0 |  | 1526 | 0.1555 | 0.0113 | 0 | 0.0038 | 0 | -0.0154 | 101.9004 | 1526 | 1571 | 1603 | 1635 | 1668 | Buncombe | 0.1552 | 0.1148 | 0.1171 | 0.1219 | 0.1243 | 0.0113 | 0.0118 | 0.0122 | 0.0126 | 0.013 | 0 | 0 | 0 | 0 | 0 | 0.0038 | 0.0041 | 0.0042 | 0.0044 | 0.0045 | 0 | 0 | 0 | 0 | 0 | 0.02 | 0.021 | 0.0221 | 0.0232 | 0.0244 | 0 | 0 | 0 | 0 | 0 | 0 | 0 | 0 | 0 | 0 | 0.35 | 0.35 | 0.35 | 0.35 | 0.35 | 0 | 0 | 0 | 0 | 0
Montreat | 0.11571 | 0.322 | 0 |  | 798 | 0.054 | 0 | 0 | 0.021 | 0.001 | 0.039708 | 67.6692 | 800 | 888 | 961 | 1041 | 1127 | Buncombe | 0.0541 | 0.06 | 0.0649 | 0.0703 | 0.0761 | 0 | 0 | 0 | 0 | 0 | 0 | 0 | 0 | 0 | 0 | 0.0213 | 0.0232 | 0.0252 | 0.0272 | 0.0295 | 0.001 | 0.001 | 0.001 | 0.001 | 0.001 | 0.0398 | 0.0439 | 0.0475 | 0.0513 | 0.0555 | 0 | 0 | 0 | 0 | 0 | 0 | 0 | 0 | 0 | 0 | 0 | 0 | 0 | 0 | 0 | 0 | 0 | 0 | 0 | 0
Valdese | 2.7667 | 12 | 0.576 |  | 12528 | 0.6 | 0.2 | 1 | 0 | 0.105 | 0.28567 | 47.8927 | 12700 | 12900 | 13100 | 13300 | 13500 | Burke | 0.6731 | 0.6837 | 0.6974 | 0.7049 | 0.7155 | 0.2 | 0.2004 | 0.2008 | 0.2012 | 0.2016 | 1 | 1.02 | 1.04 | 1.06 | 1.08 | 0 | 0 | 0 | 0 | 0 | 0.105 | 0.11 | 0.115 | 0.121 | 0.127 | 0.36 | 0.36 | 0.36 | 0.36 | 0.36 | 0 | 0 | 0 | 0 | 0 | 0 | 0 | 0 | 0 | 0 | 0 | 0 | 0 | 0 | 0 | 1.206 | 1.206 | 1.206 | 1.206 | 1.206
Morganton | 7.575 | 18 | 1.146 |  | 25333 | 1.37 | 1.49 | 2.78 | 0.32 | 0.12 | 0.349 | 54.0797 | 25333 | 26853 | 28464 | 30172 | 31982 | Burke | 1.343 | 1.4232 | 1.5086 | 1.5991 | 1.695 | 1.6 | 1.9 | 2 | 2.1 | 2.2 | 3 | 3.8 | 3.9 | 4 | 4.1 | 0.4 | 0.46 | 0.529 | 0.6084 | 0.6996 | 0.15 | 0.165 | 0.1815 | 0.1997 | 0.2196 | 0.4541 | 0.4995 | 0.5259 | 0.5521 | 0.5782 | 0 | 0 | 0 | 0 | 0 | 0 | 0 | 0 | 0 | 0 | 0 | 0 | 0 | 0 | 0 | 2.51 | 2.51 | 2.51 | 2.51 | 2.51
Drexel | 0.22825 | 0.86 | 0 |  | 3200 | 0.1823 | 0.013 | 0 | 0 | 0.002 | 0.03095 | 56.9688 | 3264 | 3590 | 3949 | 4344 | 4779 | Burke | 0.1795 | 0.1975 | 0.2172 | 0.2389 | 0.2628 | 0.016 | 0.0176 | 0.0194 | 0.0213 | 0.0234 | 0 | 0 | 0 | 0 | 0 | 0 | 0 | 0 | 0 | 0 | 0.002 | 0.0021 | 0.0022 | 0.0023 | 0.0024 | 0.013 | 0.013 | 0.014 | 0.015 | 0.016 | 0 | 0 | 0 | 0 | 0 | 0 | 0 | 0 | 0 | 0 | 0.86 | 0.86 | 0.86 | 0.86 | 0.86 | 0 | 0 | 0 | 0 | 0
Rutherford College | 0.14413 | 0.233 | 0 |  | 2083 | 0.075 | 0.013 | 0 | 0.0223 | 0.01 | 0.023825 | 36.0058 | 2106 | 2225 | 2350 | 2482 | 2622 | Burke | 0.0758 | 0.08 | 0.0844 | 0.0891 | 0.0941 | 0.013 | 0.014 | 0.015 | 0.016 | 0.017 | 0 | 0 | 0 | 0 | 0 | 0.0223 | 0.0225 | 0.0227 | 0.0229 | 0.0231 | 0.01 | 0.01 | 0.01 | 0.01 | 0.01 | 0.0241 | 0.0251 | 0.0262 | 0.0274 | 0.0286 | 0 | 0 | 0 | 0 | 0 | 0 | 0 | 0 | 0 | 0 | 0.233 | 0.233 | 0.233 | 0.233 | 0.233 | 0 | 0 | 0 | 0 | 0
Icard Township WC | 0.83804 | 2.333 | 0.1851 |  | 7821 | 0.339 | 0.0185 | 0.2147 | 0.0172 | 0.0188 | 0.044742 | 43.3448 | 7899 | 7909 | 7929 | 7969 | 8049 | Burke | 0.4198 | 0.427 | 0.4358 | 0.4438 | 0.4518 | 0.0231 | 0.0242 | 0.0254 | 0.0267 | 0.028 | 0.0485 | 0.0509 | 0.0534 | 0.0561 | 0.0589 | 0.0297 | 0.0312 | 0.0327 | 0.0343 | 0.0361 | 0.0199 | 0.0209 | 0.0219 | 0.023 | 0.0242 | 0.0468 | 0.0479 | 0.0492 | 0.0505 | 0.0518 | 0 | 0 | 0 | 0 | 0 | 0 | 0 | 0 | 0 | 0 | 2.367 | 2.367 | 2.367 | 2.367 | 2.367 | 0.2567 | 0.2567 | 0.2567 | 0.2567 | 0.2567
Burke County | 0.39468 | 1.1 | 0 |  | 4057 | 0.2125 | 0.0071 | 0.0482 | 0.0055 | 0.011 | 0.11038 | 52.3786 | 4190 | 4590 | 4990 | 5390 | 5790 | Burke | 0.26 | 0.28 | 0.3 | 0.32 | 0.34 | 0.009 | 0.011 | 0.019 | 0.028 | 0.036 | 0.05 | 0.055 | 0.06 | 0.065 | 0.07 | 0.0065 | 0.0075 | 0.008 | 0.0085 | 0.009 | 0.012 | 0.013 | 0.014 | 0.015 | 0.016 | 0.0261 | 0.0325 | 0.0389 | 0.0453 | 0.0517 | 0 | 0 | 0 | 0 | 0 | 0 | 0 | 0 | 0 | 0 | 1.185 | 1.185 | 1.185 | 1.185 | 1.185 | 0 | 0 | 0 | 0 | 0
Brentwood-Highway 64 | 0.37342 | 0.65 | 0 |  | 5500 | 0.295 | 0.01 | 0 | 0.003 | 0.025 | 0.040417 | 53.6364 | 5410 | 5520 | 5540 | 5580 | 5620 | Burke | 0.2921 | 0.2981 | 0.2992 | 0.3013 | 0.3035 | 0.01 | 0.01 | 0.01 | 0.01 | 0.01 | 0 | 0 | 0 | 0 | 0 | 0.003 | 0.003 | 0.003 | 0.003 | 0.003 | 0.027 | 0.027 | 0.027 | 0.027 | 0.027 | 0.0589 | 0.0613 | 0.0618 | 0.0623 | 0.0628 | 0 | 0 | 0 | 0 | 0 | 0 | 0 | 0 | 0 | 0 | 0.65 | 0.65 | 0.65 | 0.65 | 0.65 | 0 | 0 | 0 | 0 | 0
Brentwood-Jamestown Road | 0.37342 | 0.65 | 0 |  | 5500 | 0.286 | 0.01 | 0.009 | 0.003 | 0.025 | 0.040417 | 52 | 5510 | 5520 | 5540 | 5580 | 5620 | Burke | 0.2904 | 0.2933 | 0.2963 | 0.2992 | 0.3022 | 0.01 | 0.01 | 0.01 | 0.01 | 0.01 | 0.009 | 0.009 | 0.009 | 0.009 | 0.009 | 0.003 | 0.003 | 0.003 | 0.003 | 0.003 | 0.027 | 0.027 | 0.027 | 0.027 | 0.027 | 0.0589 | 0.0613 | 0.0618 | 0.0623 | 0.0628 | 0 | 0 | 0 | 0 | 0 | 0 | 0 | 0 | 0 | 0 | 0.65 | 0.65 | 0.65 | 0.65 | 0.65 | 0 | 0 | 0 | 0 | 0
Concord | 15.1174 | 28.75 | 2.8905 |  | 92240 | 5.75 | 1.99 | 0.93 | 0.27 | 2.24 | 1.0469 | 62.3374 | 96497 | 114153 | 130096 | 141256 | 147952 | Cabarrus | 6.069 | 7.395 | 8.681 | 9.709 | 10.474 | 2.101 | 2.559 | 3.004 | 3.36 | 3.625 | 0.982 | 1.196 | 1.404 | 1.57 | 1.694 | 0.285 | 0.347 | 0.408 | 0.456 | 0.492 | 2.364 | 2.881 | 3.382 | 3.782 | 4.08 | 1.4434 | 1.7585 | 2.0644 | 2.3088 | 2.4908 | 0 | 3 | 6 | 9 | 9 | 0 | 0 | 0 | 0 | 0 | 11.5 | 11.5 | 11.5 | 11.5 | 11.5 | 7.7 | 7.7 | 7.7 | 7.7 | 7.7
Mt. Pleasant | 0.22525 | 1.7845 | 0 |  | 1911 | 0.122 | 0.016 | 0.0076 | 0.0158 | 0.016 | 0.04785 | 63.8409 | 1911 | 3302 | 4473 | 5432 | 6603 | Cabarrus | 0.22 | 0.31 | 0.42 | 0.51 | 0.62 | 0.01 | 0.012 | 0.015 | 0.02 | 0.03 | 0.003 | 0.003 | 0.003 | 0.003 | 0.003 | 0.002 | 0.002 | 0.002 | 0.002 | 0.002 | 0.025 | 0.025 | 0.025 | 0.025 | 0.025 | 0.0972 | 0.1316 | 0.1738 | 0.2093 | 0.2541 | 0 | 0 | 0 | 0 | 0 | 0 | 0 | 0 | 0 | 0 | 0.2 | 0.2 | 0.2 | 0.2 | 0.2 | 0 | 0 | 0 | 0 | 0
Harrisburg | 1.7259 | 3.475 | 0.0002 |  | 17666 | 0.94 | 0.24 | 0.052 | 0.0035 | 0.36 | 0.13022 | 53.2096 | 17929 | 21514 | 25817 | 30981 | 37177 | Cabarrus | 0.968 | 1.162 | 1.394 | 1.673 | 2.008 | 0.03 | 0.038 | 0.042 | 0.044 | 0.048 | 0.006 | 0.009 | 0.01 | 0.012 | 0.014 | 0.002 | 0.004 | 0.006 | 0.008 | 0.009 | 0.001 | 0.002 | 0.002 | 0.002 | 0.003 | 0.0797 | 0.0962 | 0.1151 | 0.1377 | 0.1648 | 0 | 0 | 0 | 0 | 0 | 0 | 0 | 0 | 0 | 0 | 3 | 3 | 3 | 3 | 3 | 0.0002 | 0.0002 | 0.0002 | 0.0002 | 0.0002
Water and Sewer Authority of Cabarrus | ERROR | 0 | 0 |  | #N/A | 0 | 0 | 0 | 0 | 0 | #VALUE! | ERROR | 0 | 0 | 0 | 0 | 0 | Cabarrus | 0 | 0 | 0 | 0 | 0 | 0 | 0 | 0 | 0 | 0 | 0 | 0 | 0 | 0 | 0 | 0 | 0 | 0 | 0 | 0 | 0 | 0 | 0 | 0 | 0 | 0 | 0 | 0 | 0 | 0 | 0 | 0 | 0 | 0 | 0 | 0 | 0 | 0 | 0 | 0 | 0 | 0 | 0 | 0 | 0 | 0 | 0 | 0 | 0 | 0
Lenoir | 6.6679 | 12 | 2.233 |  | 21482 | 1.2977 | 0.3128 | 1.1473 | 0.3371 | 0.299 | 1.041 | 60.4087 | 22180 | 22900 | 23644 | 24412 | 25194 | Caldwell | 1.3308 | 1.374 | 1.4186 | 1.4647 | 1.5116 | 0.349 | 0.395 | 0.3956 | 0.3962 | 0.3969 | 1.29 | 1.317 | 1.99 | 2.229 | 2.235 | 0.333 | 0.337 | 0.34 | 0.344 | 0.348 | 0.2926 | 0.294 | 0.2956 | 0.297 | 0.2986 | 1.14 | 1.13 | 1.084 | 1.04 | 1.076 | 0 | 0 | 0 | 0 | 0 | 0 | 0 | 0 | 0 | 0 | 0 | 0 | 0 | 0 | 0 | 2.725 | 2.725 | 1.8 | 1.8 | 1.8
Baton Water Corporation | 0.54673 | 0.75 | 0.0094 |  | 8191 | 0.3583 | 0.0192 | 0.0018 | 0.0154 | 0.002 | 0.14062 | 43.7431 | 8199 | 8281 | 8363 | 8446 | 8530 | Caldwell | 0.3583 | 0.3614 | 0.3649 | 0.3685 | 0.3721 | 0.0192 | 0.02 | 0.025 | 0.03 | 0.035 | 0.0018 | 0.0018 | 0.0018 | 0.0018 | 0.0018 | 0.0154 | 0.016 | 0.017 | 0.018 | 0.019 | 0.002 | 0.002 | 0.002 | 0.002 | 0.002 | 0.1394 | 0.141 | 0.1443 | 0.1477 | 0.1511 | 0 | 0 | 0 | 0 | 0 | 0 | 0 | 0 | 0 | 0 | 0.75 | 0.75 | 0.75 | 0.75 | 0.75 | 0.025 | 0.025 | 0.025 | 0.025 | 0.025
Granite Falls | 1.3256 | 2.5 | 0.4182 |  | 5988 | 0.268 | 0.102 | 0.015 | 0.0214 | 0.1043 | 0.39666 | 44.7562 | 5979 | 5949 | 5919 | 5890 | 5860 | Caldwell | 0.269 | 0.267 | 0.266 | 0.265 | 0.263 | 0.076 | 0.076 | 0.075 | 0.075 | 0.074 | 0.014 | 0.014 | 0.014 | 0.014 | 0.014 | 0.027 | 0.027 | 0.027 | 0.027 | 0.026 | 0.096 | 0.095 | 0.095 | 0.094 | 0.094 | 0.259 | 0.258 | 0.257 | 0.256 | 0.254 | 0 | 0 | 0 | 0 | 0 | 0 | 0 | 0 | 0 | 0 | 0 | 0 | 0 | 0 | 0 | 0.662 | 0.662 | 0.662 | 0.662 | 0.662
Rhodhiss | 0.036058 | 0.15 | 0 |  | 1079 | 0.0321 | 0.0021 | 0 | 0 | 0.001 | 0.00085833 | 29.7498 | 1162 | 1227 | 1289 | 1355 | 1423 | Caldwell | 0.0349 | 0.0368 | 0.0387 | 0.0407 | 0.0427 | 0.0021 | 0.0022 | 0.0023 | 0.0024 | 0.0025 | 0 | 0 | 0 | 0 | 0 | 0 | 0 | 0 | 0 | 0 | 0.001 | 0.001 | 0.001 | 0.001 | 0.001 | 0.0001 | 0.0001 | 0.0001 | 0.0001 | 0.0001 | 0 | 0 | 0 | 0 | 0 | 0 | 0 | 0 | 0 | 0 | 0.153 | 0.153 | 0.153 | 0.153 | 0.153 | 0 | 0 | 0 | 0 | 0
Sawmills | 0.25258 | 0.35 | 0 |  | 5215 | 0.22 | 0.008 | 0.002 | 0.002 | 0.006 | 0.014583 | 42.186 | 5265 | 5393 | 5511 | 5631 | 5754 | Caldwell | 0.224 | 0.2294 | 0.2344 | 0.2395 | 0.2447 | 0.009 | 0.0092 | 0.0094 | 0.0096 | 0.0098 | 0.002 | 0.002 | 0.002 | 0.002 | 0.002 | 0.002 | 0.002 | 0.0021 | 0.0021 | 0.0022 | 0.006 | 0.006 | 0.006 | 0.006 | 0.006 | 0.0143 | 0.0146 | 0.0149 | 0.0152 | 0.0156 | 0 | 0 | 0 | 0 | 0 | 0 | 0 | 0 | 0 | 0 | 0.35 | 0.35 | 0.35 | 0.35 | 0.35 | 0 | 0 | 0 | 0 | 0
Caldwell Co (West) | 0.61408 | 0.767 | 0 |  | 8343 | 0.4154 | 0.05 | 0.0412 | 0.0579 | 0.0025 | 0.047083 | 49.7902 | 8350 | 8357 | 8364 | 8371 | 8377 | Caldwell | 0.4091 | 0.4095 | 0.4098 | 0.4102 | 0.4105 | 0.05 | 0.05 | 0.05 | 0.05 | 0.05 | 0.0412 | 0.0412 | 0.0412 | 0.0412 | 0.0412 | 0.0579 | 0.0579 | 0.0579 | 0.0579 | 0.0579 | 0.002 | 0.002 | 0.002 | 0.002 | 0.002 | 0.048 | 0.048 | 0.048 | 0.048 | 0.048 | 0 | 0 | 0 | 0 | 0 | 0 | 0 | 0 | 0 | 0 | 0.767 | 0.767 | 0.767 | 0.767 | 0.767 | 0 | 0 | 0 | 0 | 0
Caldwell Co (Southeast) | 1.0103 | 1.231 | 0.0633 |  | 14553 | 0.7136 | 0.0347 | 0.0747 | 0.0148 | 0.003 | 0.10623 | 49.0346 | 14553 | 14560 | 14570 | 14580 | 14590 | Caldwell | 0.7131 | 0.7134 | 0.7139 | 0.7144 | 0.7149 | 0.0347 | 0.0347 | 0.0347 | 0.0347 | 0.0347 | 0.0747 | 0.0747 | 0.0747 | 0.0747 | 0.0747 | 0.0145 | 0.0145 | 0.014 | 0.0135 | 0.0135 | 0.0025 | 0.0025 | 0.0025 | 0.0025 | 0.0025 | 0.075 | 0.075 | 0.075 | 0.075 | 0.075 | 0 | 0 | 0 | 0 | 0 | 0 | 0 | 0 | 0 | 0 | 1.231 | 1.231 | 1.231 | 1.231 | 1.231 | 0.0633 | 0.0633 | 0.0633 | 0.0633 | 0.0633
Caldwell Co (North) | 0.04125 | 0.052 | 0 |  | 240 | 0.0083 | 0.001 | 0.0276 | 0.001 | 0 | 0.00335 | 34.5833 | 240 | 240 | 240 | 240 | 240 | Caldwell | 0.0082 | 0.0082 | 0.0082 | 0.0082 | 0.0082 | 0.001 | 0.001 | 0.001 | 0.001 | 0.001 | 0.0276 | 0.0276 | 0.0276 | 0.0276 | 0.0276 | 0.001 | 0.001 | 0.001 | 0.001 | 0.001 | 0 | 0 | 0 | 0 | 0 | 0.0035 | 0.0035 | 0.0035 | 0.0035 | 0.0035 | 0 | 0 | 0 | 0 | 0 | 0 | 0 | 0 | 0 | 0 | 0.052 | 0.052 | 0.052 | 0.052 | 0.052 | 0 | 0 | 0 | 0 | 0
Hickory | 12.6587 | 32 | 5.1614 |  | 57866 | 3.148 | 3.914 | 0 | 0 | 0.5 | -0.06475 | 54.4015 | 61160 | 64218 | 67429 | 70800 | 74340 | Catawba | 3.1803 | 3.3393 | 3.5063 | 3.6816 | 3.8657 | 2.979 | 3.128 | 3.2843 | 3.4486 | 3.621 | 0 | 0 | 0 | 0 | 0 | 0 | 0 | 0 | 0 | 0 | 0.5976 | 0.6155 | 0.634 | 0.653 | 0.6726 | 1.16 | 1.1948 | 1.2306 | 1.2676 | 1.3056 | 0 | 0 | 0 | 0 | 0 | 0 | 0 | 0 | 0 | 0 | 0.066 | 0.066 | 0.066 | 0.066 | 0.066 | 12.225 | 12.225 | 12.225 | 12.225 | 12.225
Newton | 4.0474 | 8 | 1.968 |  | 13129 | 0.671 | 0.922 | 0.085 | 0.019 | 0.15 | 0.23242 | 51.1082 | 13139 | 13796 | 14486 | 15210 | 15971 | Catawba | 0.7883 | 0.8278 | 0.8692 | 0.9126 | 0.9582 | 0.9266 | 0.9729 | 1.0216 | 1.0727 | 1.1263 | 0.125 | 0.1275 | 0.13 | 0.1325 | 0.135 | 0.019 | 0.02 | 0.021 | 0.022 | 0.023 | 0.2 | 0.204 | 0.208 | 0.212 | 0.2165 | 0.38 | 0.39 | 0.4 | 0.41 | 0.42 | 0 | 0 | 0 | 0 | 0 | 0 | 0 | 0 | 0 | 0 | 0 | 0 | 0 | 0 | 0 | 2.75 | 2.75 | 2.75 | 2.75 | 2.75
Conover | 1.6125 | 3 | 0.301 |  | 15230 | 0.702 | 0.204 | 0.18 | 0.098 | 0.035 | 0.09245 | 46.0932 | 15680 | 16464 | 17123 | 17808 | 18698 | Catawba | 0.7188 | 0.748 | 0.778 | 0.8091 | 0.8415 | 0.18 | 0.1914 | 0.1991 | 0.2071 | 0.2154 | 0.16 | 0.167 | 0.1737 | 0.1806 | 0.1878 | 0.088 | 0.091 | 0.0946 | 0.0984 | 0.1023 | 0.037 | 0.038 | 0.0395 | 0.041 | 0.0427 | 0.1991 | 0.2077 | 0.2161 | 0.2247 | 0.2337 | 0 | 0 | 0 | 0 | 0 | 0 | 0 | 0 | 0 | 0 | 3 | 3 | 3 | 3 | 3 | 0.58 | 0.58 | 0.58 | 0.58 | 0.58
Longview | 0.72825 | 5 | 0.03 |  | 4915 | 0.392 | 0.178 | 0 | 0 | 0.1 | 0.02825 | 79.7558 | 4929 | 5077 | 5230 | 5386 | 5548 | Catawba | 0.3943 | 0.4062 | 0.4184 | 0.4309 | 0.4438 | 0.2 | 0.206 | 0.2122 | 0.2185 | 0.2257 | 0 | 0 | 0 | 0 | 0 | 0 | 0 | 0 | 0 | 0 | 0.1 | 0.1 | 0.1 | 0.1 | 0.1 | 0.095 | 0.097 | 0.099 | 0.101 | 0.101 | 0 | 0 | 0 | 0 | 0 | 0 | 0 | 0 | 0 | 0 | 2.5 | 2.5 | 2.5 | 2.5 | 2.5 | 0.03 | 0.03 | 0.03 | 0.03 | 0.03
Maiden | 1.1714 | 3 | 0 |  | 5189 | 0.2216 | 0.0396 | 0.7011 | 0.0545 | 0.01 | 0.14462 | 42.7057 | 5267 | 6057 | 6966 | 8010 | 9212 | Catawba | 0.2317 | 0.2665 | 0.3064 | 0.3524 | 0.4052 | 0.0418 | 0.046 | 0.0506 | 0.0557 | 0.0612 | 0.7221 | 0.7438 | 0.7661 | 0.7891 | 0.8128 | 0.055 | 0.0605 | 0.0666 | 0.0733 | 0.0806 | 0.0101 | 0.0111 | 0.0122 | 0.0134 | 0.0148 | 0.19 | 0.201 | 0.2135 | 0.2267 | 0.2408 | 0 | 0 | 0 | 0 | 0 | 0 | 0 | 0 | 0 | 0 | 3 | 3 | 3 | 3 | 3 | 0 | 0 | 0 | 0 | 0
Claremont | 0.3115 | 0.58 | 0 |  | 1923 | 0.1 | 0 | 0.21 | 0 | 0.001 | 0.0005 | 52.0021 | 1927 | 1965 | 2005 | 2045 | 2086 | Catawba | 0.0964 | 0.0983 | 0.1003 | 0.1023 | 0.1043 | 0 | 0 | 0 | 0 | 0 | 0.2106 | 0.2169 | 0.2234 | 0.2301 | 0.237 | 0 | 0 | 0 | 0 | 0 | 0.001 | 0.001 | 0.001 | 0.001 | 0.001 | 0.017 | 0.0175 | 0.02 | 0.0205 | 0.021 | 0 | 0 | 0 | 0 | 0 | 0 | 0 | 0 | 0 | 0 | 0.58 | 0.58 | 0.58 | 0.58 | 0.58 | 0 | 0 | 0 | 0 | 0
Hickory Catawba System | 0.052417 | 0.225 | 0 |  | 1193 | 0.042 | 0.01 | 0 | 0 | 0.001 | -0.00058333 | 35.2054 | 1199 | 1210 | 1250 | 1300 | 1350 | Catawba | 0.048 | 0.049 | 0.0505 | 0.052 | 0.0535 | 0.01 | 0.011 | 0.012 | 0.014 | 0.016 | 0 | 0 | 0 | 0 | 0 | 0 | 0 | 0 | 0 | 0 | 0.0012 | 0.0014 | 0.0016 | 0.0018 | 0.002 | 0.005 | 0.005 | 0.005 | 0.005 | 0.005 | 0 | 0 | 0 | 0 | 0 | 0 | 0 | 0 | 0 | 0 | 0.225 | 0.225 | 0.225 | 0.225 | 0.225 | 0 | 0 | 0 | 0 | 0
Shamrock Park Subdivision - City of Claremont | 0.008975 | 0.032 | 0 |  | 182 | 0.008 | 0 | 0 | 0 | 0.0004 | 0.000575 | 43.956 | 186 | 191 | 196 | 201 | 204 | Catawba | 0.008 | 0.008 | 0.0081 | 0.0082 | 0.0083 | 0 | 0 | 0 | 0 | 0 | 0 | 0 | 0 | 0 | 0 | 0 | 0 | 0 | 0 | 0 | 0.0004 | 0.0004 | 0.0004 | 0.0004 | 0.0004 | 0.0007 | 0.0007 | 0.0007 | 0.0007 | 0.0007 | 0 | 0 | 0 | 0 | 0 | 0 | 0 | 0 | 0 | 0 | 0.032 | 0.032 | 0.032 | 0.032 | 0.032 | 0 | 0 | 0 | 0 | 0
Murphy | 0.87317 | 13 | 0 |  | 4265 | 0.173 | 0.19 | 0.031 | 0.039 | 0.15 | 0.29017 | 40.5627 | 4335 | 4768 | 5245 | 5770 | 6347 | Cherokee | 0.1517 | 0.1669 | 0.1836 | 0.2019 | 0.2221 | 0.27 | 0.275 | 0.281 | 0.287 | 0.293 | 0.0412 | 0.042 | 0.0428 | 0.0437 | 0.0446 | 0.0612 | 0.0625 | 0.0637 | 0.065 | 0.0663 | 0.153 | 0.1683 | 0.1851 | 0.2036 | 0.224 | 0.124 | 0.13 | 0.136 | 0.146 | 0.154 | 0 | 0 | 0 | 0 | 0 | 0 | 0 | 0 | 0 | 0 | 0 | 0 | 0 | 0 | 0 | 0 | 0 | 0 | 0 | 0
Andrews | 0.62483 | 1.6 | 0 |  | 3362 | 0.1739 | 0.1667 | 0.0435 | 0.0192 | 0.06 | 0.16153 | 51.7252 | 3386 | 3623 | 3876 | 4147 | 4438 | Cherokee | 0.254 | 0.2717 | 0.2907 | 0.3111 | 0.3329 | 0.17 | 0.187 | 0.2057 | 0.2263 | 0.2489 | 0.0653 | 0.0718 | 0.079 | 0.0869 | 0.0956 | 0.0195 | 0.0215 | 0.0236 | 0.026 | 0.0285 | 0.075 | 0.0768 | 0.0783 | 0.08 | 0.088 | 0.0873 | 0.094 | 0.1005 | 0.1073 | 0.1144 | 0 | 0 | 0 | 0 | 0 | 0 | 0 | 0 | 0 | 0 | 0 | 0 | 0 | 0 | 0 | 0 | 0 | 0 | 0 | 0
Clay Co WSD | 0.18955 | 0.569 | 0 |  | 1384 | 0.0983 | 0.0557 | 0.002 | 0.01 | 0.008 | 0.01555 | 71.026 | 1385 | 1454 | 1526 | 1602 | 1682 | Clay | 0.0983 | 0.1031 | 0.1082 | 0.1135 | 0.1191 | 0.0557 | 0.06 | 0.065 | 0.007 | 0.075 | 0.002 | 0.002 | 0.002 | 0.002 | 0.002 | 0.01 | 0.01 | 0.01 | 0.01 | 0.01 | 0.008 | 0.01 | 0.012 | 0.014 | 0.016 | 0.0159 | 0.0169 | 0.018 | 0.0134 | 0.0203 | 0 | 0 | 0 | 0 | 0 | 0 | 0 | 0 | 0 | 0 | 0 | 0 | 0 | 0 | 0 | 0 | 0 | 0 | 0 | 0
Shelby | 6.1727 | 18 | 0.378 |  | 20020 | 1.269 | 0.426 | 2.129 | 0.364 | 0.65 | 0.95667 | 63.3866 | 20562 | 20651 | 20740 | 20828 | 20920 | Cleveland | 1.275 | 1.28 | 1.2859 | 1.2913 | 1.297 | 0.43 | 0.475 | 0.525 | 0.58 | 0.641 | 2.14 | 2.649 | 2.764 | 2.885 | 3.012 | 0.366 | 0.385 | 0.404 | 0.425 | 0.447 | 0.65 | 0.65 | 0.65 | 0.65 | 0.65 | 0.9525 | 1.0789 | 1.1134 | 1.1535 | 1.1962 | 0 | 0 | 0 | 0 | 0 | 0 | 0 | 0 | 0 | 0 | 0 | 0 | 0 | 0 | 0 | 1 | 1 | 1 | 1 | 1
Kings Mountain | 3.4913 | 23 | 0.075 |  | 11000 | 0.85 | 0.365 | 1.812 | 0.0231 | 0.145 | 0.22123 | 77.2727 | 11110 | 11665 | 12250 | 12860 | 13500 | Cleveland | 0.9435 | 0.9907 | 1.0402 | 1.0922 | 1.1468 | 0.367 | 0.3852 | 0.4044 | 0.4246 | 0.4459 | 1.8156 | 1.8519 | 1.889 | 1.9268 | 1.9653 | 0.0231 | 0.0236 | 0.024 | 0.0245 | 0.025 | 0.145 | 0.1455 | 0.146 | 0.1465 | 0.147 | 0.621 | 0.602 | 0.596 | 0.608 | 0.617 | 0 | 0 | 0 | 0 | 0 | 0 | 0 | 0 | 0 | 0 | 0 | 0 | 0 | 0 | 0 | 3.75 | 3.75 | 3.75 | 3.75 | 3.75
Boiling Springs | 0.36744 | 1 | 0 |  | 4673 | 0.161 | 0.072 | 0.002 | 0.102 | 0.0024 | 0.028042 | 34.4532 | 4696 | 4931 | 5178 | 5437 | 5708 | Cleveland | 0.1691 | 0.1775 | 0.1864 | 0.1957 | 0.2055 | 0.073 | 0.0767 | 0.0805 | 0.0845 | 0.0887 | 0.008 | 0.0086 | 0.0092 | 0.0098 | 0.0105 | 0.116 | 0.118 | 0.123 | 0.128 | 0.132 | 0.0025 | 0.0026 | 0.0028 | 0.0029 | 0.003 | 0.0342 | 0.0355 | 0.038 | 0.04 | 0.0419 | 0 | 0 | 0 | 0 | 0 | 0 | 0 | 0 | 0 | 0 | 1 | 1 | 1 | 1 | 1 | 0 | 0 | 0 | 0 | 0
Grover | 0.0755 | 0.25 | 0 |  | 685 | 0.035 | 0.0172 | 0.001 | 0.001 | 0.007 | 0.0143 | 51.0949 | 688 | 703 | 717 | 732 | 746 | Cleveland | 0.0351 | 0.0358 | 0.0365 | 0.0378 | 0.0379 | 0.0175 | 0.0175 | 0.0179 | 0.0182 | 0.0186 | 0.001 | 0.001 | 0.001 | 0.001 | 0.001 | 0.001 | 0.001 | 0.001 | 0.0011 | 0.0011 | 0.007 | 0.007 | 0.007 | 0.007 | 0.007 | 0.011 | 0.0112 | 0.0114 | 0.0116 | 0.0118 | 0 | 0 | 0 | 0 | 0 | 0 | 0 | 0 | 0 | 0 | 0.25 | 0.25 | 0.25 | 0.25 | 0.25 | 0 | 0 | 0 | 0 | 0
Fallston Water System | 0.0425 | 1 | 0 |  | 600 | 0.023 | 0.006 | 0 | 0.001 | 0.009 | 0.0035 | 38.3333 | 610 | 630 | 640 | 650 | 670 | Cleveland | 0.027 | 0.0273 | 0.0275 | 0.0278 | 0.0281 | 0.009 | 0.01 | 0.011 | 0.012 | 0.013 | 0 | 0 | 0 | 0 | 0 | 0.069 | 0.072 | 0.078 | 0.081 | 0.088 | 0.009 | 0.01 | 0.011 | 0.012 | 0.012 | 0.004 | 0.004 | 0.004 | 0.004 | 0.004 | 0 | 0 | 0 | 0 | 0 | 0 | 0 | 0 | 0 | 0 | 1 | 1 | 1 | 1 | 1 | 0 | 0 | 0 | 0 | 0
Lawndale | 0.0485 | 0.065 | 0 |  | 636 | 0.0438 | 0.0016 | 0 | 0 | 0.0001 | 0.003 | 68.8679 | 639 | 655 | 669 | 683 | 698 | Cleveland | 0.044 | 0.0451 | 0.046 | 0.0469 | 0.0479 | 0.002 | 0.002 | 0.002 | 0.002 | 0.002 | 0 | 0 | 0 | 0 | 0 | 0 | 0 | 0 | 0 | 0 | 0.0001 | 0.0001 | 0.0001 | 0.0001 | 0.0001 | 0.003 | 0.0031 | 0.0032 | 0.0032 | 0.0033 | 0 | 0 | 0 | 0 | 0 | 0 | 0 | 0 | 0 | 0 | 0.065 | 0.065 | 0.065 | 0.065 | 0.065 | 0 | 0 | 0 | 0 | 0
Cleveland County Water | 4.3275 | 10 | 0.05601 |  | 52674 | 2.87 | 0.395 | 0.384 | 0.063 | 0.212 | 0.34749 | 54.4861 | 53000 | 56919 | 62383 | 68371 | 73236 | Cleveland | 2.9 | 3.117 | 3.265 | 3.513 | 3.8 | 0.395 | 0.4266 | 0.4607 | 0.4976 | 0.5374 | 0.39 | 0.4 | 0.48 | 0.52 | 0.58 | 0.077 | 0.09 | 0.1 | 0.119 | 0.133 | 0.418 | 0.42 | 0.422 | 0.425 | 0.428 | 0.306 | 0.323 | 0.342 | 0.361 | 0.381 | 0 | 6 | 6 | 6 | 6 | 0 | 0 | 0 | 0 | 0 | 0.0003 | 0.0003 | 0.0003 | 0.0003 | 0.0003 | 1.0487 | 1.0487 | 1.0487 | 1.0487 | 1.0487
Two Rivers Utilities/Gastonia | 20.71 | 75 | 1.931 |  | 85556 | 4.186 | 2.249 | 0.759 | 1.192 | 5.985 | 4.408 | 48.927 | 86513 | 95763 | 107931 | 122820 | 141575 | Gaston | 4.1526 | 4.5966 | 5.1807 | 5.8954 | 6.7956 | 2.294 | 2.742 | 3.342 | 4.074 | 4.966 | 0.774 | 0.925 | 1.128 | 1.375 | 1.676 | 1.216 | 1.453 | 1.771 | 2.159 | 2.632 | 4.71 | 3.337 | 3.271 | 3.244 | 3.517 | 3.25 | 2.5 | 2.25 | 2 | 1.75 | 0 | 0 | 0 | 0 | 0 | 1.7 | 0 | 0 | 0 | 0 | 0 | 0 | 0 | 0 | 0 | 4.235 | 4.235 | 4.235 | 4.235 | 4.235
Belmont | 2.096 | 10 | 0.043 |  | 11613 | 0.789 | 0.319 | 0.323 | 0.115 | 0.246 | 0.261 | 67.9411 | 11845 | 14439 | 17601 | 21456 | 26155 | Gaston | 0.805 | 0.981 | 1.196 | 1.458 | 1.777 | 0.319 | 0.397 | 0.483 | 0.589 | 0.718 | 0.329 | 0.402 | 0.49 | 0.597 | 0.727 | 0.117 | 0.143 | 0.174 | 0.212 | 0.259 | 0.251 | 0.306 | 0.373 | 0.455 | 0.544 | 0.2673 | 0.3271 | 0.3986 | 0.4859 | 0.5907 | 0 | 0 | 0 | 0 | 0 | 0 | 0 | 0 | 0 | 0 | 0 | 0 | 0 | 0 | 0 | 0.043 | 0.043 | 0.043 | 0.043 | 0.043
Mount Holly | 2.9252 | 13.5 | 0.748 |  | 18465 | 1.0743 | 0.1827 | 0.5498 | 0.0383 | 0.26 | 0.07215 | 58.1803 | 18309 | 22520 | 27699 | 34070 | 41906 | Gaston | 1.065 | 1.3062 | 1.612 | 1.982 | 2.438 | 0.17 | 0.187 | 0.2057 | 0.2263 | 0.2489 | 0.56 | 0.616 | 0.6776 | 0.7454 | 0.8199 | 0.0375 | 0.0413 | 0.0454 | 0.0499 | 0.0549 | 0.127 | 0.139 | 0.153 | 0.168 | 0.185 | 0.35 | 0.35 | 0.35 | 0.35 | 0.35 | 0 | 0 | 0 | 0 | 0 | 0 | 0 | 0 | 0 | 0 | 0 | 0 | 0 | 0 | 0 | 1.5 | 1.5 | 0 | 0 | 0
Bessemer City | 1.1603 | 4.031 | 0 |  | 5328 | 0.271 | 0.0429 | 0.66 | 0 | 0.065 | 0.12142 | 50.8634 | 5340 | 5445 | 5555 | 5665 | 5775 | Gaston | 0.267 | 0.2723 | 0.2778 | 0.2833 | 0.289 | 0.048 | 0.05 | 0.053 | 0.057 | 0.06 | 0.7 | 0.75 | 0.8 | 0.85 | 0.86 | 0 | 0 | 0 | 0 | 0 | 0.072 | 0.075 | 0.078 | 0.081 | 0.084 | 0.13 | 0.13 | 0.13 | 0.13 | 0.13 | 0 | 0 | 0 | 0 | 0 | 0 | 0 | 0 | 0 | 0 | 3.5 | 3.5 | 3.5 | 3.5 | 3.5 | 0 | 0 | 0 | 0 | 0
Cherryville | 0.74958 | 3.2 | 0 |  | 5800 | 0.3 | 0.07 | 0.048 | 0.014 | 0.28 | 0.037583 | 51.7241 | 5916 | 7099 | 8519 | 10223 | 12267 | Gaston | 0.3076 | 0.3692 | 0.443 | 0.5316 | 0.6379 | 0.074 | 0.089 | 0.11 | 0.13 | 0.158 | 0.055 | 0.06 | 0.065 | 0.07 | 0.075 | 0.01 | 0.011 | 0.013 | 0.014 | 0.016 | 0.28 | 0.28 | 0.28 | 0.28 | 0.28 | 0.0447 | 0.0528 | 0.063 | 0.0748 | 0.0892 | 0 | 0 | 0 | 0 | 0 | 0 | 0 | 0 | 0 | 0 | 0 | 0 | 0 | 0 | 0 | 0 | 0 | 0 | 0 | 0
Ranlo | 0.37675 | 0.6 | 0 |  | 3668 | 0.192 | 0.0839 | 0.0407 | 0 | 0.0001 | 0.06005 | 52.3446 | 3704 | 3741 | 4115 | 4527 | 4979 | Gaston | 0.1938 | 0.1957 | 0.2153 | 0.2368 | 0.2605 | 0.0852 | 0.0861 | 0.0947 | 0.1041 | 0.1145 | 0.0407 | 0.041 | 0.041 | 0.041 | 0.041 | 0 | 0 | 0 | 0 | 0 | 0.0001 | 0.0001 | 0.0001 | 0.0001 | 0.0001 | 0.0607 | 0.0793 | 0.0864 | 0.0943 | 0.1029 | 0 | 0 | 0 | 0 | 0 | 0 | 0 | 0 | 0 | 0 | 0.6 | 0.6 | 0.6 | 0.6 | 0.6 | 0 | 0 | 0 | 0 | 0
Stanley | 0.81187 | 1.5 | 0 |  | 5453 | 0.1841 | 0.032 | 0.1909 | 0.0274 | 0.002 | 0.37547 | 33.7612 | 5589 | 6442 | 7320 | 8318 | 9452 | Gaston | 0.1894 | 0.2182 | 0.2479 | 0.2816 | 0.3199 | 0.0329 | 0.0379 | 0.0431 | 0.049 | 0.0556 | 0.1909 | 0.1909 | 0.1909 | 0.1909 | 0.1909 | 0.0282 | 0.0325 | 0.0369 | 0.0419 | 0.0476 | 0.002 | 0.002 | 0.002 | 0.002 | 0.002 | 0.055 | 0.058 | 0.063 | 0.067 | 0.074 | 0 | 0 | 0 | 0 | 0 | 0 | 0 | 0 | 0 | 0 | 1.5 | 1.5 | 0 | 0 | 0 | 0 | 0 | 0 | 0 | 0
McAdenville | 0.28825 | 1 | 0 |  | 808 | 0.047 | 0.009 | 0.208 | 0.004 | 0.007 | 0.01325 | 58.1683 | 824 | 989 | 1187 | 1424 | 1709 | Gaston | 0.0511 | 0.0613 | 0.0736 | 0.0883 | 0.1059 | 0.009 | 0.0108 | 0.013 | 0.0156 | 0.0187 | 0.21 | 0.211 | 0.212 | 0.213 | 0.214 | 0.0048 | 0.0058 | 0.0069 | 0.0083 | 0.01 | 0.009 | 0.009 | 0.009 | 0.009 | 0.009 | 0.021 | 0.021 | 0.021 | 0.021 | 0.021 | 0 | 0 | 0 | 0 | 0 | 0 | 0 | 0 | 0 | 0 | 1 | 1 | 1 | 1 | 1 | 0 | 0 | 0 | 0 | 0
Lowell | 0.34117 | 0.618 | 0.0023288 |  | 3799 | 0.224 | 0.038 | 0 | 0.022 | 0.0006 | 0.054238 | 58.9629 | 3814 | 3967 | 4125 | 4290 | 4462 | Gaston | 0.2098 | 0.22 | 0.2269 | 0.236 | 0.2454 | 0.04 | 0.0412 | 0.0424 | 0.0437 | 0.045 | 0 | 0 | 0 | 0 | 0 | 0.017 | 0.0175 | 0.018 | 0.0186 | 0.0191 | 0.0251 | 0.0256 | 0.0261 | 0.0266 | 0.0272 | 0.04 | 0.041 | 0.042 | 0.043 | 0.044 | 0 | 0 | 0 | 0 | 0 | 0 | 0 | 0 | 0 | 0 | 0.618 | 0.618 | 0.618 | 0.618 | 0.618 | 0 | 0 | 0 | 0 | 0
Dallas | 0.60692 | 1 | 0 |  | 6250 | 0.265 | 0.12 | 0.007 | 0.064 | 0.066 | 0.084917 | 42.4 | 6520 | 6585 | 6651 | 6718 | 6785 | Gaston | 0.2804 | 0.2832 | 0.286 | 0.2889 | 0.2918 | 0.17 | 0.17 | 0.17 | 0.17 | 0.17 | 0.0051 | 0.0051 | 0.0051 | 0.0051 | 0.0051 | 0.0763 | 0.0763 | 0.0763 | 0.0763 | 0.0763 | 0.039 | 0.039 | 0.039 | 0.039 | 0.039 | 0.0527 | 0.0529 | 0.0532 | 0.0535 | 0.0538 | 0 | 0 | 0 | 0 | 0 | 0 | 0 | 0 | 0 | 0 | 0 | 0 | 0 | 0 | 0 | 0 | 0 | 0 | 0 | 0
High Shoals | 0.042292 | 0.1 | 0 |  | 700 | 0.0197 | 0.0034 | 0 | 0.0027 | 0.0005 | 0.015992 | 28.1429 | 700 | 710 | 720 | 730 | 750 | Gaston | 0.028 | 0.0284 | 0.0288 | 0.0292 | 0.03 | 0.006 | 0.006 | 0.006 | 0.006 | 0.006 | 0 | 0 | 0 | 0 | 0 | 0.003 | 0.003 | 0.003 | 0.003 | 0.003 | 0.001 | 0.001 | 0.001 | 0.001 | 0.001 | 0.005 | 0.005 | 0.005 | 0.005 | 0.005 | 0 | 0 | 0 | 0 | 0 | 0 | 0 | 0 | 0 | 0 | 0.1 | 0.1 | 0.1 | 0.1 | 0.1 | 0 | 0 | 0 | 0 | 0
Robbinsville | 0.30617 | 1.07 | 0 |  | 3207 | 0.155 | 0.052 | 0 | 0.027 | 0.025 | 0.047167 | 48.3318 | 3213 | 3278 | 3343 | 3410 | 3478 | Graham | 0.1574 | 0.1606 | 0.1638 | 0.1671 | 0.1704 | 0.0503 | 0.0504 | 0.0514 | 0.0525 | 0.0536 | 0 | 0 | 0 | 0 | 0 | 0.0271 | 0.0276 | 0.0281 | 0.0287 | 0.0293 | 0.026 | 0.0265 | 0.027 | 0.0275 | 0.028 | 0.0476 | 0.0485 | 0.0495 | 0.0505 | 0.0515 | 0 | 0 | 0 | 0 | 0 | 0 | 0 | 0 | 0 | 0 | 0 | 0 | 0 | 0 | 0 | 0 | 0 | 0 | 0 | 0
Fontana Dam | 0.22458 | 0.5 | 0 |  | 25 | 0.002 | 0.0378 | 0 | 0 | 0.008 | 0.17678 | 80 | 25 | 25 | 25 | 25 | 25 | Graham | 0.002 | 0.002 | 0.002 | 0.002 | 0.002 | 0.038 | 0.038 | 0.038 | 0.038 | 0.038 | 0 | 0 | 0 | 0 | 0 | 0 | 0 | 0 | 0 | 0 | 0.007 | 0.007 | 0.007 | 0.007 | 0.007 | 0.01 | 0.01 | 0.01 | 0.01 | 0.01 | 0 | 0 | 0 | 0 | 0 | 0 | 0 | 0 | 0 | 0 | 0 | 0 | 0 | 0 | 0 | 0 | 0 | 0 | 0 | 0
Lake Santeetlah | 0.012575 | 0.099 | 0 |  | 50 | 0.0094 | 0 | 0 | 0 | 0.001 | 0.002175 | 188 | 50 | 50 | 50 | 50 | 50 | Graham | 0.01 | 0.01 | 0.01 | 0.01 | 0.01 | 0 | 0 | 0 | 0 | 0 | 0 | 0 | 0 | 0 | 0 | 0 | 0 | 0 | 0 | 0 | 0.0015 | 0.0015 | 0.0015 | 0.0015 | 0.0015 | 0.002 | 0.002 | 0.002 | 0.002 | 0.002 | 0 | 0 | 0 | 0 | 0 | 0 | 0 | 0 | 0 | 0 | 0 | 0 | 0 | 0 | 0 | 0 | 0 | 0 | 0 | 0
Waynesville | 3.6552 | 10.5 | 0.5146 |  | 17000 | 0.678 | 0.349 | 0.869 | 0 | 0.065 | 1.1796 | 39.8824 | 17350 | 19000 | 20800 | 22600 | 24500 | Haywood | 0.75 | 0.81 | 0.9 | 0.98 | 1.05 | 0.35 | 0.39 | 0.42 | 0.44 | 0.46 | 0.25 | 0.265 | 0.28 | 0.3 | 0.32 | 0 | 0 | 0 | 0 | 0 | 0.08 | 0.09 | 0.1 | 0.105 | 0.11 | 1.4 | 1.3 | 1.2 | 1.1 | 1 | 0 | 0 | 0 | 0 | 0 | 0 | 0 | 0 | 0 | 0 | 0 | 0 | 0 | 0 | 0 | 1.55 | 1.55 | 1.55 | 1.55 | 1.55
Canton | 1.3999 | 6.8 | 0.23 |  | 4400 | 0.33 | 0.014 | 0.013 | 0.013 | 0.8 | -8.3333e-05 | 75 | 4814 | 5189 | 5594 | 6030 | 6050 | Haywood | 0.385 | 0.415 | 0.447 | 0.482 | 0.5 | 0.176 | 0.199 | 0.204 | 0.22 | 0.225 | 0.154 | 0.166 | 0.179 | 0.193 | 0.2 | 0.012 | 0.013 | 0.014 | 0.015 | 0.016 | 0.037 | 0.042 | 0.045 | 0.046 | 0.047 | 0.1326 | 0.1379 | 0.1418 | 0.1467 | 0.149 | 0 | 0 | 0 | 0 | 0 | 0 | 0 | 0 | 0 | 0 | 0 | 0 | 0 | 0 | 0 | 1 | 1 | 1 | 1 | 1
Clyde | 0.23008 | 1 | 0 |  | 2978 | 0.13 | 0.008 | 0 | 0.0002 | 0.023 | 0.068883 | 43.6535 | 3020 | 3111 | 3204 | 3300 | 3399 | Haywood | 0.133 | 0.137 | 0.141 | 0.145 | 0.15 | 0.013 | 0.014 | 0.016 | 0.017 | 0.018 | 0 | 0 | 0 | 0 | 0 | 0.004 | 0.004 | 0.004 | 0.005 | 0.005 | 0 | 0 | 0 | 0 | 0 | 0.04 | 0.04 | 0.04 | 0.04 | 0.04 | 0 | 0 | 0 | 0 | 0 | 0 | 0 | 0 | 0 | 0 | 1 | 1 | 1 | 1 | 1 | 0 | 0 | 0 | 0 | 0
Junaluska SD | 0.35433 | 0.75 | 0 |  | 4800 | 0.1804 | 0.0436 | 0 | 0.0772 | 0.001 | 0.052133 | 37.5833 | 4825 | 5160 | 5525 | 5880 | 6250 | Haywood | 0.187 | 0.2 | 0.212 | 0.226 | 0.241 | 0.042 | 0.0425 | 0.0435 | 0.0455 | 0.0465 | 0 | 0 | 0 | 0 | 0 | 0.079 | 0.081 | 0.083 | 0.085 | 0.087 | 0.001 | 0.001 | 0.001 | 0.001 | 0.001 | 0.047 | 0.051 | 0.054 | 0.057 | 0.06 | 0 | 0 | 0 | 0 | 0 | 0 | 0 | 0 | 0 | 0 | 0.75 | 0.75 | 0.75 | 0.75 | 0.75 | 0 | 0 | 0 | 0 | 0
Maggie Valley SD | 1.0642 | 2 | 0 |  | 9527 | 0.4579 | 0.2678 | 0.029 | 0.039 | 0.088 | 0.18247 | 48.0634 | 9852 | 12530 | 14530 | 16600 | 18800 | Haywood | 0.51 | 0.62 | 0.72 | 0.82 | 0.92 | 0.277 | 0.282 | 0.299 | 0.328 | 0.34 | 0.032 | 0.033 | 0.034 | 0.034 | 0.035 | 0.038 | 0.038 | 0.041 | 0.045 | 0.046 | 0.105 | 0.125 | 0.145 | 0.16 | 0.18 | 0.1873 | 0.2148 | 0.2428 | 0.272 | 0.2989 | 0 | 0 | 0 | 0 | 0 | 0 | 0 | 0 | 0 | 0 | 0.5 | 0.5 | 0.5 | 0.5 | 0.5 | 0 | 0 | 0 | 0 | 0
Hendersonville | 7.0438 | 16.5 | 0.249 |  | 65000 | 2.841 | 1.736 | 0.053 | 0 | 0.1 | 2.0648 | 43.7077 | 66964 | 77714 | 90190 | 91659 | 99464 | Henderson | 2.8104 | 3.2616 | 3.7852 | 4.3929 | 5.0981 | 1.777 | 2.166 | 2.64 | 3.218 | 3.923 | 0.744 | 0.907 | 1.106 | 1.348 | 1.643 | 0 | 0 | 0 | 0 | 0 | 0.1545 | 0.1793 | 0.2081 | 0.2415 | 0.2803 | 2.4263 | 2.881 | 3.423 | 4.0692 | 4.8405 | 0 | 3 | 3 | 3 | 3 | 0 | 0 | 0 | 0 | 0 | 0 | 0 | 0 | 0 | 0 | 0.434 | 0.434 | 0.434 | 0.434 | 0.434
Laurel Park | 0.13167 | 0.234 | 0 |  | 1680 | 0.085 | 0.015 | 0 | 0 | 0.004 | 0.027667 | 50.5952 | 1704 | 1730 | 1756 | 1782 | 1809 | Henderson | 0.086 | 0.088 | 0.089 | 0.09 | 0.092 | 0.011 | 0.011 | 0.012 | 0.012 | 0.012 | 0 | 0 | 0 | 0 | 0 | 0 | 0 | 0 | 0 | 0 | 0.003 | 0.003 | 0.003 | 0.003 | 0.003 | 0.0245 | 0.025 | 0.0255 | 0.0257 | 0.0262 | 0 | 0 | 0 | 0 | 0 | 0 | 0 | 0 | 0 | 0 | 0.234 | 0.234 | 0.234 | 0.234 | 0.234 | 0 | 0 | 0 | 0 | 0
Statesville | 3.1528 | 15 | 0.079689 |  | 25000 | 1.202 | 1.148 | 0.239 | 0.08 | 0.036 | 0.36814 | 48.08 | 25000 | 28030 | 30830 | 33910 | 37310 | Iredell | 1.175 | 1.3174 | 1.449 | 1.5938 | 1.7536 | 1.025 | 1.168 | 1.285 | 1.414 | 1.555 | 0.1734 | 0.1907 | 0.2098 | 0.2308 | 0.2539 | 0.2683 | 0.2951 | 0.3246 | 0.3571 | 0.3928 | 0.25 | 0.25 | 0.25 | 0.25 | 0.25 | 0.35 | 0.36 | 0.37 | 0.38 | 0.39 | 0 | 0 | 0 | 0 | 0 | 0 | 0 | 0 | 0 | 0 | 0 | 0 | 0 | 0 | 0 | 2 | 2 | 2 | 2 | 2
Mooresville | 6.9488 | 18 | 0.1748 |  | 42000 | 2.3 | 1.2 | 1.9 | 0.28 | 0.037 | 1.057 | 54.7619 | 42500 | 51850 | 62730 | 73600 | 84470 | Iredell | 2.215 | 2.593 | 3.1365 | 3.68 | 4.2235 | 1.3 | 1.9 | 2.75 | 3.55 | 4.75 | 2.2 | 3 | 3 | 3.5 | 3.5 | 0.24 | 0.29 | 0.35 | 0.42 | 0.5 | 0.035 | 0.035 | 0.035 | 0.035 | 0.035 | 0.938 | 1.176 | 1.384 | 1.669 | 1.939 | 0 | 0 | 0 | 0 | 0 | 0 | 0 | 0 | 0 | 0 | 0 | 0 | 0 | 0 | 0 | 0.756 | 0.756 | 0.756 | 0.756 | 0.756
Iredell Water Corporation | 2.0823 | 4.145 | 0.0029 |  | 24011 | 1.173 | 0.244 | 0.077 | 0.095 | 0.044 | 0.44635 | 48.8526 | 23678 | 28678 | 35338 | 44218 | 56058 | Iredell | 1.24 | 1.491 | 1.838 | 2.299 | 2.915 | 0.233 | 0.245 | 0.258 | 0.28 | 0.28 | 0.097 | 0.102 | 0.108 | 0.114 | 0.114 | 0.044 | 0.046 | 0.049 | 0.052 | 0.052 | 0.04 | 0.041 | 0.0419 | 0.0429 | 0.0438 | 0.4957 | 0.5769 | 0.6877 | 0.8355 | 1.0204 | 0.144 | 0.324 | 0.324 | 0.324 | 0.324 | 0 | 0 | 0 | 0 | 0 | 0.0959 | 0.0959 | 0.0785 | 0.0785 | 0.0785 | 0.0029 | 0.0029 | 0.0029 | 0.0029 | 0.0029
Troutman | 0.38941 | 0.5 | 0 |  | 4511 | 0.2458 | 0.0648 | 0.0082 | 0.0003 | 0.0112 | 0.059108 | 54.489 | 4679 | 5614 | 6615 | 7795 | 9185 | Iredell | 0.2549 | 0.3058 | 0.3603 | 0.4245 | 0.5001 | 0.0649 | 0.0778 | 0.0917 | 0.1081 | 0.1274 | 0.0082 | 0.0082 | 0.0082 | 0.0082 | 0.0082 | 0.0003 | 0.0003 | 0.0003 | 0.0003 | 0.0003 | 0.0112 | 0.012 | 0.012 | 0.012 | 0.012 | 0.0605 | 0.0721 | 0.0843 | 0.0986 | 0.1156 | 0 | 0 | 0 | 0 | 0 | 0 | 0 | 0 | 0 | 0 | 0.5 | 0 | 0 | 0 | 0 | 0 | 0 | 0 | 0 | 0
West Iredell Water Company | 0.36308 | 1.2 | 0 |  | 5763 | 0.266 | 0.012 | 0.02 | 0.016 | 0.011 | 0.038083 | 46.1565 | 6426 | 7711 | 9253 | 11104 | 13325 | Iredell | 0.312 | 0.368 | 0.434 | 0.512 | 0.604 | 0.007 | 0.008 | 0.009 | 0.011 | 0.013 | 0.007 | 0.008 | 0.009 | 0.011 | 0.013 | 0.018 | 0.021 | 0.025 | 0.03 | 0.035 | 0.003 | 0.003 | 0.004 | 0.004 | 0.004 | 0.055 | 0.065 | 0.077 | 0.091 | 0.107 | 0 | 0 | 0 | 0 | 0 | 0 | 0 | 0 | 0 | 0 | 1.311 | 1 | 1 | 1 | 1 | 0 | 0 | 0 | 0 | 0
The Harbour / The Point | 0.71367 | 1.772 | 0 |  | 4045 | 0.6153 | 0.0215 | 0 | 0 | 0.005 | 0.071867 | 152.1137 | 4082 | 4449 | 4816 | 5182 | 5549 | Iredell | 0.62 | 0.638 | 0.676 | 0.712 | 0.739 | 0.0225 | 0.0231 | 0.0245 | 0.0258 | 0.0268 | 0 | 0 | 0 | 0 | 0 | 0 | 0 | 0 | 0 | 0 | 0.005 | 0.006 | 0.007 | 0.007 | 0.007 | 0.0752 | 0.0774 | 0.0821 | 0.0865 | 0.0897 | 0 | 0 | 0 | 0 | 0 | 0 | 0 | 0 | 0 | 0 | 0.656 | 0.656 | 0.656 | 0.656 | 0.656 | 0 | 0 | 0 | 0 | 0
Tuckaseigee WS Authority | 0.95815 | 11.2 | 0.0114 |  | 6858 | 0.3837 | 0.2556 | 0.0888 | 0.0165 | 0.131 | 0.07115 | 55.9493 | 6858 | 10039 | 11043 | 12147 | 13362 | Jackson | 0.3837 | 0.5622 | 0.6184 | 0.6802 | 0.7483 | 0.2556 | 0.363 | 0.4 | 0.44 | 0.5 | 0.0888 | 0.0977 | 0.1074 | 0.1182 | 0.13 | 0.0165 | 0.0168 | 0.0185 | 0.0204 | 0.0224 | 0.1885 | 0.1885 | 0.1885 | 0.1885 | 0.1885 | 0.08 | 0.088 | 0.0968 | 0.1065 | 0.1171 | 0 | 0 | 0 | 0 | 0 | 0 | 0 | 0 | 0 | 0 | 0 | 0 | 0 | 0 | 0 | 0.0114 | 0.0114 | 0.0114 | 0.0114 | 0.0114
Fairfield Sapphire | 0.4415 | 0.644 | 0 |  | 3912 | 0.1267 | 0.021 | 0 | 0 | 0.021 | 0.2728 | 32.3875 | 3949 | 4320 | 4691 | 4788 | 4788 | Jackson | 0.1279 | 0.1341 | 0.1474 | 0.1508 | 0.1508 | 0.0211 | 0.022 | 0.022 | 0.022 | 0.022 | 0 | 0 | 0 | 0 | 0 | 0 | 0 | 0 | 0 | 0 | 0.021 | 0.023 | 0.023 | 0.023 | 0.023 | 0.2745 | 0.2892 | 0.3107 | 0.3162 | 0.3162 | 0 | 0 | 0 | 0 | 0 | 0 | 0 | 0 | 0 | 0 | 0 | 0 | 0 | 0 | 0 | 0 | 0 | 0 | 0 | 0
Western Carolina University | 0.27908 | 12 | 0 |  | 7700 | 0 | 0 | 0 | 0.2378 | 0.004 | 0.037283 | 0 | 8200 | 10144 | 12500 | 14400 | 16641 | Jackson | 0 | 0 | 0 | 0 | 0 | 0 | 0 | 0 | 0 | 0 | 0 | 0 | 0 | 0 | 0 | 0.253 | 0.3036 | 0.3625 | 0.385 | 0.416 | 0.004 | 0.005 | 0.005 | 0.005 | 0.005 | 0.0395 | 0.0475 | 0.0565 | 0.06 | 0.0648 | 0 | 0 | 0 | 0 | 0 | 0 | 0 | 0 | 0 | 0 | 0 | 0 | 0 | 0 | 0 | 0 | 0 | 0 | 0 | 0
Lincolnton | 2.8216 | 12 | 0.64064 |  | 12320 | 0.676 | 0.327 | 0.221 | 0.179 | 0.3482 | 0.42974 | 54.8701 | 12823 | 14875 | 17255 | 20015 | 23217 | Lincoln | 0.6412 | 0.7438 | 0.8628 | 1.001 | 1.1609 | 0.3274 | 0.3929 | 0.4714 | 0.5657 | 0.6789 | 0.4 | 0.48 | 0.576 | 0.6912 | 0.8294 | 0.171 | 0.205 | 0.245 | 0.294 | 0.3525 | 0.275 | 0.277 | 0.279 | 0.281 | 0.283 | 0.7286 | 0.7742 | 0.8294 | 0.8953 | 1.0125 | 0 | 0 | 0 | 0 | 0 | 0 | 0 | 0 | 0 | 0 | 0 | 0 | 0 | 0 | 0 | 2.25 | 2.25 | 2.25 | 2.25 | 2.25
Lincoln County | 4.9159 | 9.35 | 0.042 |  | 34229 | 2.003 | 0.3422 | 0.3488 | 0.152 | 0.5551 | 1.4728 | 58.5176 | 36438 | 49344 | 64146 | 86726 | 112744 | Lincoln | 2.42 | 3.147 | 4.091 | 5.318 | 6.914 | 0.366 | 0.392 | 0.51 | 0.663 | 0.862 | 0.366 | 0.418 | 0.543 | 0.706 | 0.918 | 0.221 | 0.288 | 0.308 | 0.4 | 0.52 | 0.5572 | 0.5572 | 0.5572 | 0.5572 | 0.5572 | 1 | 1 | 1 | 1 | 1 | 3.11 | 3.61 | 3.61 | 3.61 | 3.61 | 0 | 0 | 0 | 0 | 0 | 2.25 | 2.25 | 2.25 | 2.25 | 2.25 | 0.1 | 0.1 | 0.1 | 0.1 | 0.1
Marion | 1.6646 | 4.1 | 0.0681 |  | 8668 | 0.482 | 0.301 | 0.178 | 0.11 | 0.375 | 0.1505 | 55.6068 | 8685 | 8772 | 8860 | 8948 | 9038 | McDowell | 0.478 | 0.4825 | 0.4873 | 0.4921 | 0.4971 | 0.3013 | 0.3043 | 0.3074 | 0.3104 | 0.3135 | 0.17 | 0.1717 | 0.1734 | 0.1752 | 0.1769 | 0.117 | 0.1182 | 0.1194 | 0.1205 | 0.1218 | 0.36 | 0.3636 | 0.3672 | 0.3709 | 0.3746 | 0.1273 | 0.1288 | 0.1303 | 0.1317 | 0.1332 | 0 | 0 | 0 | 0 | 0 | 0 | 0 | 0 | 0 | 0 | 0 | 0 | 0 | 0 | 0 | 0.2 | 0.2 | 0.2 | 0.2 | 0.2
Old Fort | 0.26783 | 0.645 | 0 |  | 1740 | 0.058 | 0.062 | 0.059 | 0.005 | 0.039 | 0.044833 | 33.3333 | 1750 | 1785 | 1821 | 1857 | 1894 | McDowell | 0.063 | 0.0643 | 0.0656 | 0.0669 | 0.0682 | 0.0622 | 0.0624 | 0.0626 | 0.0628 | 0.063 | 0.061 | 0.062 | 0.063 | 0.064 | 0.065 | 0.0052 | 0.0054 | 0.0056 | 0.0058 | 0.006 | 0.04 | 0.041 | 0.042 | 0.043 | 0.044 | 0.0461 | 0.0471 | 0.0481 | 0.0492 | 0.0502 | 0 | 0 | 0 | 0 | 0 | 0 | 0 | 0 | 0 | 0 | 0 | 0 | 0 | 0 | 0 | 0 | 0 | 0 | 0 | 0
Franklin | 1.0858 | 3.1 | 0 |  | 6712 | 0.302 | 0.529 | 0 | 0 | 0.1053 | 0.14953 | 44.994 | 6800 | 7900 | 9200 | 10600 | 12300 | Macon | 0.342 | 0.38 | 0.421 | 0.467 | 0.519 | 0.55 | 0.61 | 0.67 | 0.74 | 0.81 | 0 | 0 | 0 | 0 | 0 | 0 | 0 | 0 | 0 | 0 | 0.06 | 0.06 | 0.06 | 0.06 | 0.06 | 0.1711 | 0.1887 | 0.2068 | 0.2277 | 0.2496 | 0 | 0 | 0 | 0 | 0 | 0 | 0 | 0 | 0 | 0 | 0 | 0 | 0 | 0 | 0 | 0 | 0 | 0 | 0 | 0
Highlands | 0.76825 | 4.6 | 0 |  | 941 | 0.186 | 0.083 | 0 | 0 | 0.034 | 0.46525 | 197.6621 | 960 | 1152 | 1382 | 1659 | 1990 | Macon | 0.2064 | 0.2477 | 0.2972 | 0.3567 | 0.428 | 0.1 | 0.12 | 0.144 | 0.1728 | 0.2074 | 0 | 0 | 0 | 0 | 0 | 0 | 0 | 0 | 0 | 0 | 0.04 | 0.04 | 0.04 | 0.04 | 0.04 | 0.24 | 0.24 | 0.24 | 0.24 | 0.24 | 0 | 0 | 0 | 0 | 0 | 0 | 0 | 0 | 0 | 0 | 0 | 0 | 0 | 0 | 0 | 0 | 0 | 0 | 0 | 0
Mars Hill | 0.30117 | 0.6 | 0 |  | 3150 | 0.105 | 0.107 | 0.003 | 0.0456 | 0.006 | 0.034567 | 33.3333 | 3502 | 3902 | 4302 | 4702 | 5102 | Madison | 0.125 | 0.128 | 0.131 | 0.134 | 0.137 | 0.045 | 0.045 | 0.046 | 0.046 | 0.047 | 0.002 | 0.002 | 0.003 | 0.003 | 0.004 | 0.085 | 0.085 | 0.087 | 0.087 | 0.09 | 0.02 | 0.02 | 0.02 | 0.02 | 0.02 | 0.017 | 0.017 | 0.018 | 0.018 | 0.019 | 0 | 0 | 0 | 0 | 0 | 0 | 0 | 0 | 0 | 0 | 0 | 0 | 0 | 0 | 0 | 0 | 0 | 0 | 0 | 0
Marshall | 0.13426 | 0.2506 | 0 |  | 947 | 0.044 | 0.011 | 0.003 | 0.029 | 0 | 0.047258 | 46.4625 | 948 | 976 | 1020 | 1050 | 1081 | Madison | 0.046 | 0.0474 | 0.0494 | 0.0505 | 0.0525 | 0.0113 | 0.0113 | 0.0113 | 0.0113 | 0.0113 | 0.0031 | 0.0032 | 0.0033 | 0.0033 | 0.0033 | 0.0309 | 0.0309 | 0.0309 | 0.0309 | 0.0309 | 0 | 0 | 0 | 0 | 0 | 0.0377 | 0.0383 | 0.0392 | 0.0396 | 0.0404 | 0 | 0 | 0 | 0 | 0 | 0 | 0 | 0 | 0 | 0 | 0 | 0 | 0 | 0 | 0 | 0 | 0 | 0 | 0 | 0
Hot Springs | 0.1605 | 0.23 | 0 |  | 643 | 0.095 | 0.035 | 0.005 | 0.003 | 0 | 0.0225 | 147.7449 | 650 | 675 | 675 | 700 | 700 | Madison | 0.08 | 0.083 | 0.083 | 0.086 | 0.086 | 0.03 | 0.03 | 0.03 | 0.03 | 0.03 | 0.005 | 0.007 | 0.007 | 0.007 | 0.007 | 0.008 | 0.01 | 0.01 | 0.01 | 0.01 | 0.001 | 0.001 | 0.001 | 0.001 | 0.001 | 0.02 | 0.02 | 0.02 | 0.02 | 0.02 | 0 | 0.1 | 0.1 | 0.1 | 0.1 | 0 | 0 | 0 | 0 | 0 | 0 | 0 | 0 | 0 | 0 | 0 | 0 | 0 | 0 | 0
Charlotte Water | 113.2445 | 276 | 0.26842 |  | 1093091 | 61.4651 | 22.7306 | 2.6619 | 4.6965 | 11.2746 | 10.1474 | 56.2305 | 1110908 | 1332088 | 1503926 | 1714476 | 1954502 | Mecklenburg | 62.47 | 70.6 | 79.7 | 90.9 | 103.6 | 23.1 | 28.1 | 32 | 36.8 | 42.2 | 2.71 | 3.29 | 3.75 | 4.3 | 4.85 | 4.77 | 5.81 | 6.61 | 7.59 | 8.56 | 5.73 | 6.98 | 7.93 | 9.11 | 10.27 | 15.5059 | 16.7608 | 19.5464 | 22.3336 | 25.1207 | 0 | 0 | 0 | 0 | 0 | 0.5 | 0.5 | 0.5 | 0.5 | 0.5 | 5 | 5 | 5 | 5 | 5 | 5.4068 | 5.4068 | 5.4068 | 5.4068 | 5.4068
Lamplighter South/Danby | 0.207 | 0.563 | 0 |  | 3341 | 0.1822 | 0.0013 | 0 | 0 | 0.0112 | 0.0123 | 54.5346 | 3341 | 3344 | 3354 | 3354 | 3354 | Mecklenburg | 0.1836 | 0.1837 | 0.1843 | 0.1843 | 0.1843 | 0.0013 | 0.0013 | 0.0013 | 0.0013 | 0.0013 | 0 | 0 | 0 | 0 | 0 | 0 | 0 | 0 | 0 | 0 | 0.0115 | 0.0122 | 0.0126 | 0.0126 | 0.0126 | 0.0123 | 0.0124 | 0.0125 | 0.0124 | 0.0124 | 0.063 | 0.063 | 0.063 | 0.063 | 0.063 | 0 | 0 | 0 | 0 | 0 | 0.11 | 0.11 | 0.11 | 0.11 | 0.11 | 0 | 0 | 0 | 0 | 0
Bradfield Farms S/D | 0.19581 | 0.433 | 0 |  | 2878 | 0.1828 | 0.0007 | 0 | 0 | 0.0013 | 0.011008 | 63.5163 | 2910 | 2922 | 2922 | 2922 | 2922 | Mecklenburg | 0.1843 | 0.1851 | 0.1851 | 0.1851 | 0.1851 | 0.0011 | 0.0011 | 0.0011 | 0.0011 | 0.0011 | 0 | 0 | 0 | 0 | 0 | 0 | 0 | 0 | 0 | 0 | 0.0013 | 0.0014 | 0.0014 | 0.0015 | 0.0015 | 0.0112 | 0.0113 | 0.0113 | 0.0113 | 0.0113 | 0 | 0 | 0 | 0 | 0 | 0 | 0 | 0 | 0 | 0 | 0 | 0 | 0 | 0 | 0 | 0 | 0 | 0 | 0 | 0
Spruce Pine | 1.3925 | 2.927 | 0.0068 |  | 2800 | 0.422 | 0.5 | 0 | 0 | 0.02 | 0.44373 | 150.7143 | 4500 | 4500 | 4500 | 4750 | 5000 | Mitchell | 0.31 | 0.31 | 0.31 | 0.31 | 0.31 | 0.42 | 0.42 | 0.42 | 0.42 | 0.42 | 0 | 0 | 0 | 0 | 0 | 0 | 0 | 0 | 0 | 0 | 0.02 | 0.02 | 0.02 | 0.02 | 0.02 | 0.2655 | 0.2655 | 0.2655 | 0.2655 | 0.2655 | 0 | 0 | 0 | 0 | 0 | 0 | 0 | 0 | 0 | 0 | 0 | 0 | 0 | 0 | 0 | 0.0068 | 0.0068 | 0.0068 | 0.0068 | 0.0068
Bakersville | 0.0515 | 0.066 | 0 |  | 464 | 0.025 | 0.015 | 0 | 0.005 | 0.001 | 0.0055 | 53.8793 | 484 | 504 | 524 | 544 | 564 | Mitchell | 0.027 | 0.029 | 0.031 | 0.033 | 0.035 | 0.011 | 0.012 | 0.013 | 0.014 | 0.015 | 0 | 0 | 0 | 0 | 0 | 0.005 | 0.006 | 0.007 | 0.008 | 0.009 | 0.001 | 0.001 | 0.001 | 0.001 | 0.001 | 0.016 | 0.017 | 0.019 | 0.02 | 0.022 | 0.029 | 0.029 | 0.029 | 0.029 | 0.029 | 0 | 0 | 0 | 0 | 0 | 0 | 0 | 0 | 0 | 0 | 0 | 0 | 0 | 0 | 0
Tryon | 0.51481 | 2.498 | 0 |  | 5334 | 0.2926 | 0.1237 | 0.0016 | 0.0029 | 0.0254 | 0.068608 | 54.8556 | 5402 | 5758 | 6099 | 6459 | 6841 | Polk | 0.2963 | 0.3158 | 0.3344 | 0.3541 | 0.375 | 0.1252 | 0.1335 | 0.1413 | 0.1497 | 0.1585 | 0.0029 | 0.0031 | 0.0033 | 0.0035 | 0.0037 | 0.0016 | 0.0016 | 0.0016 | 0.0016 | 0.0016 | 0.0254 | 0.031 | 0.032 | 0.032 | 0.032 | 0.0406 | 0.0424 | 0.0443 | 0.0461 | 0.0479 | 0 | 0 | 0 | 0 | 0 | 0 | 0 | 0 | 0 | 0 | 0 | 0 | 0 | 0 | 0 | 0 | 0 | 0 | 0 | 0
Columbus | ERROR | 0 | 0 |  | #N/A | 0 | 0 | 0 | 0 | 0 | #VALUE! | ERROR | 0 | 0 | 0 | 0 | 0 | Polk | 0 | 0 | 0 | 0 | 0 | 0 | 0 | 0 | 0 | 0 | 0 | 0 | 0 | 0 | 0 | 0 | 0 | 0 | 0 | 0 | 0 | 0 | 0 | 0 | 0 | 0 | 0 | 0 | 0 | 0 | 0 | 0 | 0 | 0 | 0 | 0 | 0 | 0 | 0 | 0 | 0 | 0 | 0 | 0 | 0 | 0 | 0 | 0 | 0 | 0
Saluda | 0.1215 | 0.2 | 0 |  | 1400 | 0.048 | 0.018 | 0 | 0 | 0.001 | 0.0545 | 34.2857 | 1400 | 1400 | 1400 | 1400 | 1400 | Polk | 0.053 | 0.053 | 0.053 | 0.053 | 0.053 | 0.019 | 0.019 | 0.02 | 0.02 | 0.02 | 0 | 0 | 0 | 0 | 0 | 0 | 0 | 0 | 0 | 0 | 0.001 | 0.001 | 0.001 | 0.001 | 0.001 | 0.0599 | 0.0599 | 0.0607 | 0.0607 | 0.0607 | 0 | 0 | 0 | 0 | 0 | 0 | 0 | 0 | 0 | 0 | 0.2 | 0.2 | 0.2 | 0.2 | 0.2 | 0 | 0 | 0 | 0 | 0
Salisbury | 10.11 | 108 | 0.7396 |  | 43206 | 2.2186 | 1.804 | 2.9049 | 0.7714 | 1 | 0.6715 | 51.3493 | 50664 | 61686 | 72200 | 75117 | 86836 | Rowan | 2.431 | 2.961 | 3.47 | 3.61 | 4.17 | 1.824 | 2.221 | 2.599 | 2.704 | 3.126 | 2.963 | 3.259 | 3.585 | 3.944 | 4.338 | 0.787 | 0.866 | 0.952 | 1.047 | 1.152 | 1 | 1.12 | 1.27 | 1.36 | 1.53 | 0.6995 | 0.8086 | 0.922 | 0.982 | 1.1119 | 0 | 0 | 0 | 0 | 0 | 0 | 0 | 0 | 0 | 0 | 0 | 0 | 0 | 0 | 0 | 2.527 | 2.527 | 2.527 | 2.527 | 2.527
Landis | 0.30492 | 1 | 0 |  | 3500 | 0.1585 | 0.0645 | 0.0376 | 0 | 0.0265 | 0.017817 | 45.2857 | 3550 | 4500 | 5500 | 5600 | 5700 | Rowan | 0.18 | 0.1885 | 0.22 | 0.235 | 0.24 | 0.075 | 0.078 | 0.079 | 0.08 | 0.085 | 0.052 | 0.056 | 0.061 | 0.066 | 0.071 | 0 | 0 | 0 | 0 | 0 | 0.082 | 0.083 | 0.085 | 0.087 | 0.089 | 0.0215 | 0.0225 | 0.0246 | 0.0259 | 0.0269 | 0 | 0 | 0 | 0 | 0 | 0 | 0 | 0 | 0 | 0 | 1 | 1 | 1 | 1 | 1 | 0 | 0 | 0 | 0 | 0
China Grove | 0.51417 | 2 | 0 |  | 4413 | 0.186 | 0.0475 | 0.0699 | 0.0192 | 0.12 | 0.071567 | 42.1482 | 4459 | 4640 | 4827 | 5022 | 5225 | Rowan | 0.223 | 0.232 | 0.241 | 0.251 | 0.261 | 0.048 | 0.05 | 0.053 | 0.056 | 0.058 | 0.07 | 0.072 | 0.073 | 0.074 | 0.076 | 0.019 | 0.02 | 0.02 | 0.02 | 0.021 | 0.101 | 0.106 | 0.111 | 0.117 | 0.123 | 0.037 | 0.039 | 0.041 | 0.043 | 0.045 | 0 | 0 | 0 | 0 | 0 | 0 | 0 | 0 | 0 | 0 | 2 | 2 | 2 | 2 | 2 | 0 | 0 | 0 | 0 | 0
Cleveland | 0.072417 | 0.206 | 0 |  | 887 | 0.0425 | 0.006 | 0.0139 | 0.004 | 0.001 | 0.0050167 | 47.9143 | 887 | 895 | 900 | 905 | 910 | Rowan | 0.0425 | 0.048 | 0.048 | 0.048 | 0.048 | 0.006 | 0.008 | 0.008 | 0.008 | 0.008 | 0.0139 | 0.01 | 0.01 | 0.01 | 0.01 | 0.0035 | 0.006 | 0.006 | 0.006 | 0.006 | 0.001 | 0.002 | 0.002 | 0.002 | 0.002 | 0.012 | 0.012 | 0.013 | 0.013 | 0.013 | 0 | 0 | 0 | 0 | 0 | 0 | 0 | 0 | 0 | 0 | 0 | 0 | 0 | 0 | 0 | 0 | 0 | 0 | 0 | 0
Faith | 0.08875 | 0.209 | 0 |  | 1000 | 0.0608 | 0.0032 | 0.0002 | 0.0043 | 0.0002 | 0.02005 | 60.8 | 1010 | 1030 | 1050 | 1070 | 1090 | Rowan | 0.0625 | 0.065 | 0.0675 | 0.07 | 0.0725 | 0.0032 | 0.0032 | 0.0033 | 0.0033 | 0.0033 | 0.0002 | 0.0002 | 0.0002 | 0.0002 | 0.0002 | 0.0043 | 0.0043 | 0.0043 | 0.0043 | 0.0044 | 0.0001 | 0.0001 | 0.0001 | 0.0001 | 0.0001 | 0.009 | 0.01 | 0.011 | 0.011 | 0.011 | 0 | 0 | 0 | 0 | 0 | 0 | 0 | 0 | 0 | 0 | 0 | 0 | 0 | 0 | 0 | 0 | 0 | 0 | 0 | 0
East Spencer | 0.19833 | 0.5 | 0 |  | 1512 | 0.0623 | 0.0024 | 0.0255 | 0.0199 | 0.001 | 0.087233 | 41.2037 | 1520 | 1550 | 1581 | 1613 | 1645 | Rowan | 0.073 | 0.074 | 0.076 | 0.077 | 0.079 | 0.0024 | 0.0025 | 0.0027 | 0.0028 | 0.0029 | 0.0256 | 0.0258 | 0.0261 | 0.0263 | 0.0266 | 0.0199 | 0.0201 | 0.0203 | 0.0205 | 0.0207 | 0.001 | 0.001 | 0.002 | 0.002 | 0.002 | 0.015 | 0.016 | 0.016 | 0.016 | 0.016 | 0 | 0 | 0 | 0 | 0 | 0 | 0 | 0 | 0 | 0 | 0.5 | 0.5 | 0.5 | 0.5 | 0.5 | 0 | 0 | 0 | 0 | 0
Kannapolis | 5.2887 | 17.1 | 0.472 |  | 52012 | 2.835 | 0.614 | 0 | 0 | 0.26 | 1.1077 | 54.5067 | 53204 | 61034 | 68864 | 76694 | 85424 | Rowan | 2.916 | 3.367 | 3.889 | 4.492 | 5.188 | 0.571 | 0.657 | 0.761 | 0.879 | 1.011 | 0 | 0 | 0 | 0 | 0 | 0 | 0 | 0 | 0 | 0 | 0.497 | 0.574 | 0.663 | 0.763 | 0.881 | 1.473 | 1.7 | 1.964 | 2.268 | 2.618 | 0 | 0 | 0 | 0 | 0 | 0 | 0 | 0 | 0 | 0 | 2 | 2 | 2 | 2 | 2 | 2.5 | 2.5 | 2.5 | 2.5 | 2.5
Forest City | 2.4543 | 12 | 0.3286 |  | 16558 | 0.74 | 0.527 | 0.213 | 0.08 | 0.2994 | 0.26633 | 44.6914 | 16724 | 18396 | 20236 | 22259 | 24485 | Rutherford | 0.7359 | 0.8094 | 0.8904 | 0.9794 | 1.0774 | 0.46 | 0.523 | 0.594 | 0.676 | 0.768 | 0.2 | 0.22 | 0.242 | 0.266 | 0.293 | 0.11 | 0.1222 | 0.1344 | 0.1479 | 0.1627 | 0.23 | 0.2438 | 0.2584 | 0.2739 | 0.2904 | 0.224 | 0.242 | 0.268 | 0.297 | 0.329 | 0 | 0 | 0 | 0 | 0 | 0 | 0 | 0 | 0 | 0 | 0 | 0 | 0 | 0 | 0 | 0.99 | 0.99 | 0.99 | 0.99 | 0.99
Lake Lure | 0.077033 | 0.263 | 0.013 |  | 1235 | 0.0322 | 0.0051 | 0 | 0 | 0.016 | 0.010733 | 26.0729 | 1250 | 1300 | 1400 | 1500 | 1600 | Rutherford | 0.0425 | 0.0442 | 0.0476 | 0.051 | 0.0544 | 0.0051 | 0.0055 | 0.0059 | 0.0063 | 0.0067 | 0 | 0 | 0 | 0 | 0 | 0 | 0 | 0 | 0 | 0 | 0.005 | 0.005 | 0.005 | 0.005 | 0.005 | 0.007 | 0.0075 | 0.008 | 0.0085 | 0.009 | 0 | 0 | 0 | 0 | 0 | 0 | 0 | 0 | 0 | 0 | 0.013 | 0.013 | 0.013 | 0.013 | 0.013 | 0 | 0 | 0 | 0 | 0
Broad River Water Authority | 6.0828 | 13 | 4.3727 |  | 16850 | 0.715 | 0.177 | 0.195 | 0.113 | 0.2 | 0.31008 | 42.4332 | 16930 | 17950 | 18980 | 20000 | 21030 | Rutherford | 0.718 | 0.753 | 0.788 | 0.824 | 0.861 | 0.176 | 0.172 | 0.167 | 0.167 | 0.167 | 0.199 | 0.209 | 0.219 | 0.214 | 0.208 | 0.113 | 0.102 | 0.093 | 0.09 | 0.087 | 0.303 | 0.314 | 0.322 | 0.329 | 0.336 | 0.4 | 0.405 | 0.41 | 0.415 | 0.42 | 0 | 0 | 0 | 0 | 0 | 0 | 0 | 0 | 0 | 0 | 0 | 0 | 0 | 0 | 0 | 6.26 | 6.26 | 6.26 | 6.26 | 6.26
Ellenboro | 0.14263 | 0.333 | 0 |  | 2068 | 0.0945 | 0.0079 | 0.0005 | 0.0112 | 0.003 | 0.025533 | 45.6963 | 2073 | 2080 | 2085 | 2099 | 2120 | Rutherford | 0.11 | 0.11 | 0.11 | 0.111 | 0.112 | 0.01 | 0.01 | 0.01 | 0.01 | 0.011 | 0.001 | 0.001 | 0.001 | 0.001 | 0.001 | 0.01 | 0.01 | 0.01 | 0.01 | 0.011 | 0.003 | 0.003 | 0.003 | 0.003 | 0.003 | 0.0142 | 0.0142 | 0.0142 | 0.0143 | 0.0146 | 0 | 0 | 0 | 0 | 0 | 0 | 0 | 0 | 0 | 0 | 0.333 | 0.333 | 0.333 | 0.333 | 0.333 | 0 | 0 | 0 | 0 | 0
Bostic | 0.11158 | 0.33 | 0.0043 |  | 850 | 0.037 | 0.001 | 0 | 0.0039 | 0.0015 | 0.063883 | 43.5294 | 916 | 1064 | 1230 | 1430 | 1660 | Rutherford | 0.05 | 0.055 | 0.063 | 0.074 | 0.085 | 0.001 | 0.001 | 0.001 | 0.001 | 0.001 | 0 | 0 | 0 | 0 | 0 | 0.004 | 0.004 | 0.004 | 0.004 | 0.004 | 0.002 | 0.002 | 0.002 | 0.003 | 0.003 | 0.01 | 0.012 | 0.014 | 0.016 | 0.018 | 0 | 0 | 0 | 0 | 0 | 0 | 0 | 0 | 0 | 0 | 0.33 | 0.33 | 0.33 | 0.33 | 0.33 | 0.067 | 0.067 | 0.067 | 0.067 | 0.067
Concord Community WS | 0.085417 | 0.397 | 0 |  | 945 | 0.08 | 0 | 0 | 0 | 0.003 | 0.0024167 | 84.6561 | 954 | 1000 | 1050 | 1100 | 1160 | Rutherford | 0.0811 | 0.0851 | 0.0894 | 0.0939 | 0.0986 | 0 | 0 | 0 | 0 | 0 | 0 | 0 | 0 | 0 | 0 | 0 | 0 | 0 | 0 | 0 | 0.003 | 0.003 | 0.003 | 0.003 | 0.003 | 0.007 | 0.0072 | 0.0074 | 0.0076 | 0.0078 | 0 | 0 | 0 | 0 | 0 | 0 | 0 | 0 | 0 | 0 | 0.397 | 0.397 | 0.397 | 0.397 | 0.397 | 0 | 0 | 0 | 0 | 0
Chimney Rock Water Works | 0.030658 | 0.21 | 0 |  | 270 | 0.0166 | 0 | 0 | 0 | 0.022 | -0.0079417 | 61.4815 | 280 | 292 | 321 | 353 | 388 | Rutherford | 0.0171 | 0.0178 | 0.0196 | 0.0215 | 0.0237 | 0 | 0 | 0 | 0 | 0 | 0 | 0 | 0 | 0 | 0 | 0 | 0 | 0 | 0 | 0 | 0.018 | 0.018 | 0.018 | 0.018 | 0.018 | 0.0055 | 0.0055 | 0.0055 | 0.0055 | 0.0055 | 0 | 0 | 0 | 0 | 0 | 0 | 0 | 0 | 0 | 0 | 0 | 0 | 0 | 0 | 0 | 0.013 | 0.013 | 0.013 | 0.013 | 0.013
Albemarle | 8.0608 | 18 | 4.711 |  | 17000 | 0.72 | 2.1 | 0.23 | 0 | 0.24 | 0.059833 | 42.3529 | 16100 | 16600 | 17100 | 17700 | 18300 | Stanly | 0.675 | 0.7 | 0.72 | 0.745 | 0.77 | 0.25 | 0.3 | 0.35 | 0.4 | 0.45 | 1.36 | 1.5 | 1.6 | 1.7 | 1.8 | 0 | 0 | 0 | 0 | 0 | 0.44 | 0.5 | 0.5 | 0.55 | 0.55 | 1.143 | 1.275 | 1.417 | 1.559 | 1.7 | 0 | 0 | 0 | 0 | 0 | 2 | 2 | 2 | 2 | 2 | 0 | 0 | 0 | 0 | 0 | 8.75 | 8.75 | 8.75 | 8.75 | 8.75
Norwood | 0.59272 | 2 | 0.0431 |  | 2405 | 0.1926 | 0.0539 | 0.0634 | 0.0118 | 0.0084 | 0.21952 | 80.0832 | 4175 | 4521 | 4857 | 5219 | 5607 | Stanly | 0.147 | 0.1591 | 0.1709 | 0.1836 | 0.1972 | 0.0203 | 0.0219 | 0.0236 | 0.0253 | 0.0272 | 0.0637 | 0.0637 | 0.0637 | 0.0637 | 0.0637 | 0.0103 | 0.0112 | 0.012 | 0.0129 | 0.0139 | 0.01 | 0.01 | 0.012 | 0.012 | 0.012 | 0.2655 | 0.2809 | 0.2981 | 0.3143 | 0.3317 | 0 | 0 | 0 | 0 | 0 | 0 | 0 | 0 | 0 | 0 | 0 | 0 | 0 | 0 | 0 | 0.073 | 0.073 | 0.073 | 0.073 | 0.073
Oakboro | 0.195 | 1.1 | 0 |  | 3100 | 0.126 | 0.013 | 0.002 | 0.001 | 3.956 | -3.903 | 40.6452 | 2896 | 3272 | 3698 | 4173 | 4721 | Stanly | 0.1361 | 0.1538 | 0.1745 | 0.1961 | 0.2219 | 0.029 | 0.034 | 0.038 | 0.04 | 0.045 | 0.029 | 0.029 | 0.029 | 0.029 | 0.029 | 0.002 | 0.002 | 0.002 | 0.002 | 0.002 | 0.012 | 0.012 | 0.012 | 0.012 | 0.012 | -0.198 | -0.2196 | -0.2431 | -0.2655 | -0.2948 | 0 | 0 | 0 | 0 | 0 | 0 | 0 | 0 | 0 | 0 | 1 | 1 | 1 | 1 | 1 | 0 | 0 | 0 | 0 | 0
Pfeiffer-North Stanly WA | 0.52033 | 0.75 | 0 |  | 3937 | 0.255 | 0.017 | 0.212 | 0.048 | 0.002 | -0.013667 | 64.7701 | 4063 | 4263 | 4473 | 4693 | 4923 | Stanly | 0.263 | 0.276 | 0.29 | 0.304 | 0.319 | 0.018 | 0.019 | 0.02 | 0.021 | 0.022 | 0.05 | 0.052 | 0.055 | 0.058 | 0.061 | 0.003 | 0.003 | 0.003 | 0.003 | 0.003 | 0.08 | 0.08 | 0.08 | 0.08 | 0.08 | 0.038 | 0.0395 | 0.0411 | 0.0428 | 0.0445 | 0 | 0 | 0 | 0 | 0 | 0 | 0 | 0 | 0 | 0 | 0.75 | 0.75 | 0.75 | 0.75 | 0.75 | 0 | 0 | 0 | 0 | 0
Stanly Co | 1.5031 | 3.073 | 0.1544 |  | 15800 | 1.1985 | 0.2662 | 0.015 | 0.0234 | 0.006 | -0.16038 | 75.8544 | 16274 | 20000 | 24000 | 30000 | 32000 | Stanly | 1.25 | 1.5 | 2 | 2.5 | 3 | 0.27 | 0.3 | 0.35 | 0.4 | 0.45 | 0.017 | 0.01 | 0.01 | 0.01 | 0.01 | 0.0235 | 0.024 | 0.026 | 0.028 | 0.03 | 0.007 | 0.008 | 0.01 | 0.012 | 0.014 | 0.1923 | 0.2259 | 0.2939 | 0.3618 | 0.4298 | 2 | 2 | 2 | 2 | 2 | 0 | 0 | 0 | 0 | 0 | 3.073 | 3.073 | 3.073 | 3.073 | 3.073 | 1.15 | 1.15 | 1.15 | 1.15 | 1.15
Bryson City | 0.52116 | 2 | 0 |  | 4395 | 0.1342 | 0.1516 | 0.0162 | 0 | 0.0221 | 0.19706 | 30.5347 | 4417 | 4638 | 4870 | 5113 | 5369 | Swain | 0.1325 | 0.1391 | 0.1461 | 0.1534 | 0.1611 | 0.152 | 0.153 | 0.154 | 0.155 | 0.156 | 0.0162 | 0.0163 | 0.0164 | 0.0165 | 0.0166 | 0 | 0 | 0 | 0 | 0 | 0.0226 | 0.0237 | 0.0248 | 0.026 | 0.0273 | 0.1922 | 0.1932 | 0.1942 | 0.1952 | 0.1962 | 0 | 0 | 0 | 0 | 0 | 0 | 0 | 0 | 0 | 0 | 0 | 0 | 0 | 0 | 0 | 0 | 0 | 0 | 0 | 0
Whittier SD | ERROR | 0 | 0 |  | #N/A | 0 | 0 | 0 | 0 | 0 | #VALUE! | ERROR | 0 | 0 | 0 | 0 | 0 | Swain | 0 | 0 | 0 | 0 | 0 | 0 | 0 | 0 | 0 | 0 | 0 | 0 | 0 | 0 | 0 | 0 | 0 | 0 | 0 | 0 | 0 | 0 | 0 | 0 | 0 | 0 | 0 | 0 | 0 | 0 | 0 | 0 | 0 | 0 | 0 | 0 | 0 | 0 | 0 | 0 | 0 | 0 | 0 | 0 | 0 | 0 | 0 | 0 | 0 | 0
Brevard | 1.3907 | 2.6 | 0 |  | 10686 | 0.344 | 0.186 | 0.0563 | 0.119 | 0.05 | 0.63537 | 32.1917 | 11000 | 12500 | 14000 | 15750 | 17500 | Transylvania | 0.348 | 0.41 | 0.461 | 0.523 | 0.594 | 0.19 | 0.237 | 0.266 | 0.302 | 0.343 | 0.06 | 0.08 | 0.1 | 0.125 | 0.1575 | 0.121 | 0.144 | 0.162 | 0.183 | 0.208 | 0.051 | 0.055 | 0.06 | 0.065 | 0.07 | 0.6481 | 0.7794 | 0.8829 | 1.0083 | 1.1552 | 0 | 0 | 0 | 0 | 0 | 0 | 0 | 0 | 0 | 0 | 0 | 0 | 0 | 0 | 0 | 0 | 0 | 0 | 0 | 0
Connestee Falls | 0.2395 | 0.53 | 0 |  | 3231 | 0.1023 | 0.0047 | 0 | 0 | 0.0202 | 0.1123 | 31.662 | 3249 | 3411 | 3573 | 3735 | 3897 | Transylvania | 0.1028 | 0.1079 | 0.1132 | 0.1186 | 0.1229 | 0.0047 | 0.005 | 0.005 | 0.005 | 0.006 | 0 | 0 | 0 | 0 | 0 | 0 | 0 | 0 | 0 | 0 | 0.022 | 0.04 | 0.04 | 0.04 | 0.04 | 0.1141 | 0.1347 | 0.1394 | 0.1442 | 0.1488 | 0 | 0 | 0 | 0 | 0 | 0 | 0 | 0 | 0 | 0 | 0 | 0 | 0 | 0 | 0 | 0 | 0 | 0 | 0 | 0
Rosman | 0.095167 | 0.151 | 0 |  | 650 | 0.0384 | 0.003 | 0.001 | 0.0014 | 0.001 | 0.050367 | 59.0769 | 656 | 684 | 711 | 739 | 768 | Transylvania | 0.0387 | 0.04 | 0.041 | 0.043 | 0.045 | 0.003 | 0.003 | 0.003 | 0.003 | 0.004 | 0.0011 | 0.0011 | 0.0011 | 0.0011 | 0.0011 | 0.0014 | 0.0015 | 0.0015 | 0.0016 | 0.0016 | 0.001 | 0.001 | 0.001 | 0.001 | 0.001 | 0.0506 | 0.0522 | 0.0533 | 0.0557 | 0.0591 | 0 | 0 | 0 | 0 | 0 | 0 | 0 | 0 | 0 | 0 | 0 | 0 | 0 | 0 | 0 | 0 | 0 | 0 | 0 | 0
Monroe | 6.7683 | 11.39 | 0 |  | 31994 | 1.69 | 0.896 | 2.39 | 0.251 | 0.689 | 0.85233 | 52.8224 | 32474 | 37687 | 43738 | 50759 | 58908 | Union | 1.72 | 1.99 | 2.3 | 2.68 | 3.11 | 0.91 | 1.06 | 1.22 | 1.42 | 1.65 | 2.4 | 2.53 | 2.65 | 2.79 | 2.93 | 0.254 | 0.29 | 0.34 | 0.4 | 0.46 | 0.7 | 0.73 | 0.85 | 0.98 | 1.14 | 1.41 | 1.088 | 1.136 | 1.187 | 1.239 | 0 | 1 | 1 | 2 | 2 | 0 | 0 | 0 | 0 | 0 | 1.99 | 1.99 | 1.99 | 1.99 | 1.99 | 0 | 0 | 0 | 0 | 0
Marshville | 0.25016 | 0.7 | 0 |  | 2475 | 0.24 | 0.0025 | 0.0044 | 0.0006 | 0.001 | 0.0016583 | 96.9697 | 2624 | 3149 | 3779 | 4535 | 5442 | Union | 0.141 | 0.169 | 0.202 | 0.242 | 0.29 | 0.013 | 0.015 | 0.018 | 0.022 | 0.026 | 0.058 | 0.069 | 0.083 | 0.099 | 0.119 | 0.001 | 0.001 | 0.001 | 0.001 | 0.001 | 0.001 | 0.001 | 0.001 | 0.001 | 0.001 | 0.118 | 0.14 | 0.168 | 0.201 | 0.24 | 0 | 0 | 0 | 0 | 0 | 0 | 0 | 0 | 0 | 0 | 0.7 | 0.7 | 0.7 | 0.7 | 0.7 | 0 | 0 | 0 | 0 | 0
Wingate | 0.40375 | 0.7 | 0.0014548 |  | 3950 | 0.1484 | 0.0245 | 0.0156 | 0.1283 | 0.001 | 0.084495 | 37.5696 | 4029 | 4834 | 5801 | 6962 | 8354 | Union | 0.1513 | 0.1815 | 0.2178 | 0.2613 | 0.3135 | 0.0249 | 0.0299 | 0.0359 | 0.0431 | 0.0518 | 0.0156 | 0.0156 | 0.0156 | 0.0156 | 0.0156 | 0.1283 | 0.13 | 0.14 | 0.15 | 0.16 | 0.001 | 0.001 | 0.001 | 0.001 | 0.001 | 0.0872 | 0.0972 | 0.1114 | 0.1279 | 0.1472 | 0 | 0 | 0 | 0 | 0 | 0 | 0 | 0 | 0 | 0 | 0.7 | 0.7 | 0.7 | 0.7 | 0.7 | 0 | 0 | 0 | 0 | 0
Union County | 14.5763 | 25 | 0.57927 |  | 141138 | 9.332 | 1.439 | 0.925 | 0.293 | 0.0405 | 1.9676 | 66.1197 | 145228 | 191880 | 251251 | 319760 | 406930 | Union | 10.163 | 13.438 | 17.586 | 22.396 | 28.492 | 1.371 | 1.875 | 2.796 | 3.98 | 5.633 | 0.914 | 1.354 | 2.125 | 2.931 | 4.037 | 0.305 | 0.417 | 0.559 | 0.724 | 1.033 | 0.503 | 1.146 | 1.538 | 1.99 | 2.582 | 1.981 | 2.604 | 3.355 | 4.161 | 5.163 | 2 | 22 | 42 | 46 | 46 | 0.04 | 0.135 | 0.255 | 0.408 | 0.601 | 25 | 22 | 22 | 22 | 22 | 2.397 | 2.397 | 2.397 | 2.397 | 2.397
Boone | 1.4739 | 7 | 0 |  | 19458 | 0.431 | 0.655 | 0.006 | 0.078 | 0.08 | 0.22392 | 22.1503 | 20967 | 26906 | 32287 | 38744 | 42618 | Watauga | 0.451 | 0.578 | 0.694 | 0.833 | 0.916 | 0.784 | 1 | 1.08 | 1.14 | 1.23 | 0.004 | 0.006 | 0.008 | 0.01 | 0.014 | 0.08 | 0.088 | 0.097 | 0.107 | 0.118 | 0.165 | 0.17 | 0.175 | 0.18 | 0.185 | 0.175 | 0.25 | 0.285 | 0.295 | 0.325 | 0 | 0 | 0 | 0 | 0 | 0 | 0 | 0 | 0 | 0 | 0 | 0 | 0 | 0 | 0 | 0 | 0 | 0 | 0 | 0
Blowing Rock | 0.37023 | 0.4 | 0 |  | 1637 | 0.1282 | 0.0948 | 0 | 0 | 0.005 | 0.14223 | 78.314 | 1653 | 1816 | 1997 | 2196 | 2217 | Watauga | 0.1294 | 0.1421 | 0.1562 | 0.1717 | 0.1733 | 0.095 | 0.1045 | 0.115 | 0.1265 | 0.1391 | 0 | 0 | 0 | 0 | 0 | 0 | 0 | 0 | 0 | 0 | 0.005 | 0.005 | 0.005 | 0.005 | 0.005 | 0.1438 | 0.1577 | 0.1731 | 0.19 | 0.1989 | 0.23 | 0.23 | 0.23 | 0.23 | 0.23 | 0 | 0 | 0 | 0 | 0 | 0 | 0 | 0 | 0 | 0 | 0 | 0 | 0 | 0 | 0
Appalachian State University | 0.26467 | 2 | 0 |  | 11500 | 0 | 0 | 0 | 0.2211 | 0.025 | 0.018567 | 0 | 11150 | 12000 | 15000 | 17000 | 20000 | Watauga | 0 | 0 | 0 | 0 | 0 | 0 | 0 | 0 | 0 | 0 | 0 | 0 | 0 | 0 | 0 | 0.29 | 0.32 | 0.35 | 0.37 | 0.4 | 0.013 | 0.014 | 0.018 | 0.02 | 0.02 | 0.025 | 0.027 | 0.03 | 0.031 | 0.031 | 0 | 0 | 0 | 0 | 0 | 0 | 0 | 0 | 0 | 0 | 0 | 0 | 0 | 0 | 0 | 0 | 0 | 0 | 0 | 0
Beech Mountain | 0.41317 | 0.24 | 0 |  | 338 | 0.114 | 0.027 | 0 | 0 | 0.035 | 0.23717 | 337.2781 | 346 | 441 | 562 | 716 | 912 | Watauga | 0.1168 | 0.1488 | 0.1895 | 0.2414 | 0.2751 | 0.0277 | 0.0352 | 0.0449 | 0.0572 | 0.0652 | 0 | 0 | 0 | 0 | 0 | 0 | 0 | 0 | 0 | 0 | 0.0357 | 0.0442 | 0.052 | 0.052 | 0.052 | 0.237 | 0.217 | 0.197 | 0.177 | 0.157 | 0 | 1.162 | 1.162 | 1.162 | 1.162 | 0 | 0 | 0 | 0 | 0 | 0 | 0 | 0 | 0 | 0 | 0 | 0 | 0 | 0 | 0
Seven Devils | 0.0243 | 0.195 | 0 |  | 400 | 0.024 | 0.001 | 0 | 0.0001 | 0.0001 | -0.0009 | 60 | 408 | 451 | 493 | 539 | 590 | Watauga | 0.0244 | 0.0269 | 0.0294 | 0.0321 | 0.0351 | 0.001 | 0.0011 | 0.0012 | 0.0013 | 0.0014 | 0 | 0 | 0 | 0 | 0 | 0.0001 | 0.0001 | 0.0001 | 0.0001 | 0.0001 | 0.0001 | 0.0001 | 0.0001 | 0.0001 | 0.0001 | 0.0004 | 0.0004 | 0.0005 | 0.0005 | 0.0006 | 0 | 0 | 0 | 0 | 0 | 0 | 0 | 0 | 0 | 0 | 0 | 0 | 0 | 0 | 0 | 0 | 0 | 0 | 0 | 0
North Wilkesboro | 2.658 | 15 | 1.442 |  | 4245 | 0.14 | 0.45 | 0.048 | 0.151 | 0.2 | 0.227 | 32.98 | 4450 | 4762 | 5095 | 5451 | 5832 | Wilkes | 0.223 | 0.238 | 0.255 | 0.273 | 0.292 | 0.09 | 0.095 | 0.1 | 0.105 | 0.111 | 0.05 | 0.05 | 0.05 | 0.05 | 0.05 | 0.25 | 0.25 | 0.25 | 0.25 | 0.25 | 0.02 | 0.02 | 0.03 | 0.03 | 0.03 | 0.2556 | 0.2637 | 0.2766 | 0.2859 | 0.296 | 0 | 0 | 0 | 0 | 0 | 0 | 0 | 0 | 0 | 0 | 0 | 0 | 0 | 0 | 0 | 4.219 | 4.219 | 4.219 | 4.219 | 4.219
Mulberry Fairplains WA | 906766.1667 | 2 | 0.537 |  | 8150 | 0.3059 | 0.002 | 0.001 | 0.001 | 0.001 | 906765.3187 | 37.5337 | 8166 | 8248 | 8323 | 8398 | 8474 | Wilkes | 0.3062 | 0.3074 | 0.3085 | 0.31 | 0.3185 | 0.002 | 0.002 | 0.002 | 0.002 | 0.0021 | 0.001 | 0.001 | 0.001 | 0.001 | 0.001 | 0.001 | 0.001 | 0.001 | 0.001 | 0.001 | 0.001 | 0.001 | 0.001 | 0.001 | 0.001 | 0.104 | 0.105 | 0.1059 | 0.1069 | 0.1078 | 0 | 0 | 0 | 0 | 0 | 0 | 0 | 0 | 0 | 0 | 2 | 2 | 2 | 2 | 2 | 1 | 1 | 1 | 1 | 1
West Wilkes Water Association | 0.93758 | 2.17 | 0.023 |  | 12202 | 0.5971 | 0.096 | 0 | 0.016 | 0.04 | 0.16548 | 48.9346 | 12498 | 12623 | 12749 | 12877 | 13005 | Wilkes | 0.46 | 0.475 | 0.5 | 0.52 | 0.555 | 0.141 | 0.143 | 0.146 | 0.15 | 0.152 | 0 | 0 | 0 | 0 | 0 | 0.088 | 0.089 | 0.09 | 0.09 | 0.09 | 0.041 | 0.041 | 0.042 | 0.042 | 0.042 | 0.1714 | 0.1756 | 0.1827 | 0.1883 | 0.197 | 0 | 0 | 0 | 0 | 0 | 0 | 0 | 0 | 0 | 0 | 2.17 | 2.17 | 2.17 | 2.17 | 2.17 | 0.023 | 0.023 | 0.023 | 0.023 | 0.023
Wilkesboro | 4.7937 | 16 | 0.827 |  | 3698 | 0.162 | 0.183 | 2.892 | 0.3872 | 0.114 | 0.22846 | 43.8075 | 3828 | 4211 | 4632 | 5095 | 5605 | Wilkes | 0.214 | 0.236 | 0.259 | 0.285 | 0.314 | 0.263 | 0.289 | 0.318 | 0.35 | 0.385 | 2.73 | 2.867 | 3.01 | 3.161 | 3.319 | 0.297 | 0.312 | 0.327 | 0.343 | 0.36 | 0.11 | 0.115 | 0.12 | 0.125 | 0.13 | 0.446 | 0.473 | 0.501 | 0.532 | 0.564 | 0 | 0 | 0 | 0 | 0 | 0 | 0 | 0 | 0 | 0 | 0.0219 | 0.0219 | 0.0219 | 0.0219 | 0.0219 | 1.17 | 1.17 | 1.17 | 1.17 | 1.17
Blue Ridge WA | 0.69241 | 1 | 0.001 |  | 8075 | 0.3899 | 0.1571 | 0.0471 | 0.01 | 0.002 | 0.085308 | 48.2848 | 8077 | 8087 | 8097 | 8107 | 8117 | Wilkes | 0.3899 | 0.3903 | 0.3907 | 0.3911 | 0.3915 | 0.1571 | 0.1571 | 0.1575 | 0.158 | 0.1585 | 0.0475 | 0.0475 | 0.0475 | 0.0475 | 0.0475 | 0.01 | 0.01 | 0.01 | 0.01 | 0.01 | 0.002 | 0.002 | 0.002 | 0.002 | 0.002 | 0.0856 | 0.0856 | 0.0857 | 0.0859 | 0.086 | 0 | 0 | 0 | 0 | 0 | 0 | 0 | 0 | 0 | 0 | 1.2022 | 1.2022 | 1.2022 | 1.2022 | 1.2022 | 0.001 | 0.001 | 0.001 | 0.001 | 0.001
Broadway Water Association. Inc. | 0.19792 | 0.5 | 0 |  | 3600 | 0.164 | 0.002 | 0 | 0.004 | 0.004 | 0.023917 | 45.5556 | 3600 | 3700 | 3800 | 3900 | 4000 | Wilkes | 0.175 | 0.179 | 0.183 | 0.187 | 0.192 | 0.01 | 0.01 | 0.01 | 0.01 | 0.01 | 0 | 0 | 0 | 0 | 0 | 0.002 | 0.002 | 0.002 | 0.002 | 0.002 | 0.001 | 0.001 | 0.001 | 0.001 | 0.001 | 0.0251 | 0.0257 | 0.0262 | 0.0267 | 0.0274 | 0 | 0 | 0 | 0 | 0 | 0 | 0 | 0 | 0 | 0 | 0.5 | 0.5 | 0.5 | 0.5 | 0.5 | 0 | 0 | 0 | 0 | 0
Moravian Falls Water Works | 0.33016 | 0.5 | 0 |  | 3302 | 0.2193 | 0.002 | 0.001 | 0.002 | 0.001 | 0.10486 | 66.4143 | 3309 | 3342 | 3372 | 3403 | 3433 | Wilkes | 0.2197 | 0.2219 | 0.2239 | 0.2259 | 0.2279 | 0.002 | 0.002 | 0.002 | 0.002 | 0.002 | 0.001 | 0.001 | 0.001 | 0.001 | 0.001 | 0.002 | 0.002 | 0.002 | 0.002 | 0.002 | 0.001 | 0.001 | 0.001 | 0.001 | 0.001 | 0.1049 | 0.1059 | 0.1068 | 0.1078 | 0.1087 | 0 | 0 | 0 | 0 | 0 | 0 | 0 | 0 | 0 | 0 | 0.5 | 0.5 | 0.5 | 0.5 | 0.5 | 0 | 0 | 0 | 0 | 0
Ronda | 0.063608 | 0.186 | 0 |  | 907 | 0.0213 | 0.001 | 0.016 | 0.004 | 0.001 | 0.020308 | 23.484 | 909 | 918 | 926 | 935 | 943 | Wilkes | 0.0213 | 0.0215 | 0.0216 | 0.0218 | 0.0219 | 0.001 | 0.001 | 0.001 | 0.001 | 0.001 | 0.016 | 0.017 | 0.018 | 0.019 | 0.02 | 0.004 | 0.0042 | 0.0044 | 0.0046 | 0.0048 | 0.001 | 0.001 | 0.001 | 0.001 | 0.001 | 0.0202 | 0.0209 | 0.0215 | 0.0221 | 0.0227 | 0 | 0 | 0 | 0 | 0 | 0 | 0 | 0 | 0 | 0 | 0.05 | 0.05 | 0.05 | 0.05 | 0.05 | 0 | 0 | 0 | 0 | 0
Burlington | 12.969 | 50.2 | 3.7983 |  | 53623 | 2.7564 | 3.1939 | 0 | 0 | 1.3161 | 1.9043 | 51.4033 | 56100 | 62896 | 70500 | 79000 | 88600 | Alamance | 3.534 | 3.962 | 4.442 | 4.977 | 5.582 | 4.768 | 5.346 | 5.992 | 6.725 | 7.531 | 0 | 0 | 0 | 0 | 0 | 0 | 0 | 0 | 0 | 0 | 0.489 | 0.503 | 0.564 | 0.632 | 0.709 | 3.4485 | 3.8486 | 4.3142 | 4.8383 | 5.422 | 0 | 0 | 0 | 0 | 0 | 0 | 0 | 0 | 0 | 0 | 0.0608 | 0.0608 | 0.0608 | 0.0608 | 0.0608 | 11.7 | 11.7 | 11.7 | 11.7 | 11.7
Graham | 4.3608 | 12.5 | 2.0016 |  | 15136 | 0.64 | 0.39 | 0.27 | 0.096 | 0.491 | 0.47215 | 42.2833 | 15106 | 15965 | 17463 | 18511 | 19622 | Alamance | 0.648 | 0.686 | 0.725 | 0.771 | 0.817 | 0.338 | 0.358 | 0.379 | 0.402 | 0.426 | 0.233 | 0.247 | 0.262 | 0.278 | 0.294 | 0.116 | 0.123 | 0.13 | 0.138 | 0.146 | 0.193 | 0.204 | 0.217 | 0.23 | 0.243 | 0.766 | 0.882 | 1.005 | 1.128 | 1.24 | 0 | 0 | 0 | 0 | 0 | 0 | 0 | 0 | 0 | 0 | 0 | 0 | 0 | 0 | 0 | 6.4826 | 6.4826 | 6.4826 | 6.4826 | 6.4826
Mebane | 1.7074 | 6 | 0 |  | 17032 | 0.7904 | 0.1852 | 0.2057 | 0.1016 | 0.0352 | 0.38932 | 46.4068 | 17953 | 33484 | 39121 | 41170 | 50880 | Alamance | 0.862 | 1.585 | 1.824 | 1.891 | 2.303 | 0.232 | 0.347 | 0.521 | 0.781 | 1.172 | 0.231 | 0.289 | 0.362 | 0.452 | 0.565 | 0.112 | 0.134 | 0.161 | 0.193 | 0.232 | 0.0396 | 0.0495 | 0.0619 | 0.0773 | 0.0967 | 0.431 | 0.42 | 0.41 | 0.399 | 0.389 | 0 | 0 | 0 | 0 | 0 | 0 | 0 | 0 | 0 | 0 | 6 | 6 | 6 | 6 | 6 | 0 | 0 | 0 | 0 | 0
Haw River | 0.55733 | 1.5 | 0.398 |  | 2488 | 0.0929 | 0.0171 | 0.0171 | 0.0017 | 0.001 | 0.029533 | 37.3392 | 2519 | 2852 | 3229 | 3656 | 4140 | Alamance | 0.094 | 0.1065 | 0.1205 | 0.1365 | 0.1545 | 0.0348 | 0.0394 | 0.0446 | 0.0504 | 0.0571 | 0.0348 | 0.0394 | 0.0446 | 0.0504 | 0.0571 | 0.0017 | 0.0019 | 0.0022 | 0.0025 | 0.0028 | 0.001 | 0.0011 | 0.0013 | 0.0015 | 0.0017 | 0.0303 | 0.0343 | 0.0388 | 0.0439 | 0.0497 | 0 | 0 | 0 | 0 | 0 | 0 | 0 | 0 | 0 | 0 | 1.5 | 1.5 | 1.5 | 1.5 | 1.5 | 0.8 | 0.8 | 0.8 | 0.8 | 0.8
Elon | 0.63562 | 1.6 | 0 |  | 12200 | 0.289 | 0.0153 | 0.0044 | 0.2341 | 0.001 | 0.091817 | 23.6885 | 12300 | 15597 | 20077 | 26502 | 34982 | Alamance | 0.286 | 0.355 | 0.448 | 0.58 | 0.751 | 0.017 | 0.022 | 0.028 | 0.037 | 0.048 | 0.004 | 0.004 | 0.005 | 0.005 | 0.005 | 0.264 | 0.363 | 0.528 | 0.726 | 1.056 | 0.001 | 0.002 | 0.004 | 0.008 | 0.016 | 0.0889 | 0.1159 | 0.1574 | 0.2107 | 0.2915 | 0 | 0 | 0 | 0 | 0 | 0 | 0 | 0 | 0 | 0 | 1.6 | 1.6 | 1.6 | 1.6 | 1.6 | 0 | 0 | 0 | 0 | 0
Green Level | 0.11545 | 0.181 | 0 |  | 2403 | 0.1012 | 0 | 0 | 0 | 0.001 | 0.01325 | 42.114 | 2643 | 2907 | 3197 | 3516 | 3867 | Alamance | 0.1022 | 0.1124 | 0.1236 | 0.1359 | 0.1495 | 0 | 0 | 0 | 0 | 0 | 0 | 0 | 0 | 0 | 0 | 0 | 0 | 0 | 0 | 0 | 0.001 | 0.001 | 0.001 | 0.001 | 0.001 | 0.0132 | 0.0145 | 0.016 | 0.0175 | 0.0193 | 0 | 0 | 0 | 0 | 0 | 0 | 0 | 0 | 0 | 0 | 0.181 | 0.181 | 0.181 | 0.181 | 0.181 | 0 | 0 | 0 | 0 | 0
Alamance | 0.06255 | 0.5 | 0 |  | 1100 | 0.0512 | 0.0021 | 0.0013 | 0.003 | 0.002 | 0.00295 | 46.5455 | 1100 | 1200 | 1320 | 1450 | 1600 | Alamance | 0.063 | 0.068 | 0.075 | 0.083 | 0.091 | 0.003 | 0.004 | 0.004 | 0.005 | 0.005 | 0.003 | 0.003 | 0.003 | 0.004 | 0.004 | 0.005 | 0.005 | 0.006 | 0.006 | 0.006 | 0.002 | 0.002 | 0.002 | 0.002 | 0.002 | 0.0105 | 0.0113 | 0.0124 | 0.0138 | 0.0149 | 0 | 0 | 0 | 0 | 0 | 0 | 0 | 0 | 0 | 0 | 0.5 | 0.5 | 0.5 | 0.5 | 0.5 | 0 | 0 | 0 | 0 | 0
Ossipee SD | 0.023017 | 0.1 | 0 |  | 600 | 0.0169 | 0.0003 | 0.0001 | 0.0058 | 0.001 | -0.0010833 | 28.1667 | 605 | 610 | 615 | 620 | 630 | Alamance | 0.0262 | 0.0265 | 0.0267 | 0.027 | 0.0273 | 0.001 | 0.0012 | 0.001 | 0.001 | 0.0011 | 0 | 0 | 0 | 0 | 0 | 0 | 0 | 0 | 0 | 0 | 0 | 0 | 0 | 0 | 0 | 0.0011 | 0.0011 | 0.0011 | 0.0011 | 0.0011 | 0 | 0 | 0 | 0 | 0 | 0 | 0 | 0 | 0 | 0 | 0.1 | 0.1 | 0.1 | 0.1 | 0.1 | 0 | 0 | 0 | 0 | 0
Yanceyville | 0.65667 | 6.3 | 0 |  | 2400 | 0.1718 | 0.204 | 0 | 0.065 | 0.082 | 0.13387 | 71.5833 | 2326 | 2400 | 2400 | 2450 | 2450 | Caswell | 0.044 | 0.045 | 0.045 | 0.046 | 0.046 | 0.2 | 0.2 | 0.2 | 0.2 | 0.2 | 0.005 | 0.005 | 0.006 | 0.006 | 0.007 | 0.005 | 0.005 | 0.006 | 0.006 | 0.007 | 0.15 | 0.15 | 0.15 | 0.15 | 0.15 | 0.0635 | 0.0637 | 0.064 | 0.0641 | 0.0645 | 0 | 0 | 0 | 0 | 0 | 0 | 0 | 0 | 0 | 0 | 0 | 0 | 0 | 0 | 0 | 0 | 0 | 0 | 0 | 0
Milton | 0.013567 | 0.108 | 0 |  | 212 | 0.0092 | 0.0006 | 0 | 0 | 0 | 0.0037667 | 43.3962 | 212 | 212 | 212 | 212 | 212 | Caswell | 0.009 | 0.009 | 0.009 | 0.009 | 0.009 | 0.0005 | 0.0005 | 0.0005 | 0.0005 | 0.0005 | 0 | 0 | 0 | 0 | 0 | 0 | 0 | 0 | 0 | 0 | 0 | 0 | 0 | 0 | 0 | 0.0023 | 0.0023 | 0.0023 | 0.0023 | 0.0023 | 0 | 0 | 0 | 0 | 0 | 0 | 0 | 0 | 0 | 0 | 0 | 0 | 0 | 0 | 0 | 0 | 0 | 0 | 0 | 0
Lexington | 3.0023 | 6.95 | 0 |  | 19105 | 0.879 | 0.63 | 0.881 | 0.0312 | 0.203 | 0.37813 | 46.0089 | 21000 | 22000 | 23250 | 24400 | 25400 | Davidson | 0.97 | 1.01 | 1.07 | 1.12 | 1.17 | 0.61 | 0.64 | 0.67 | 0.7 | 0.74 | 0.88 | 0.92 | 0.96 | 1.01 | 1.06 | 0.02 | 0.02 | 0.02 | 0.02 | 0.02 | 0.2 | 0.2 | 0.2 | 0.2 | 0.2 | 0.4337 | 0.4515 | 0.4726 | 0.4936 | 0.5163 | 0 | 0 | 0 | 0 | 0 | 0 | 0 | 0 | 0 | 0 | 0 | 0 | 0 | 0 | 0 | 0 | 0 | 0 | 0 | 0
Thomasville | 2.6248 | 6.95 | 0 |  | 25872 | 1.07 | 0.309 | 0.039 | 0.126 | 0.75 | 0.33075 | 41.3575 | 28500 | 30000 | 31500 | 33000 | 34500 | Davidson | 1.18 | 1.24 | 1.31 | 1.37 | 1.43 | 0.2 | 0.21 | 0.22 | 0.23 | 0.24 | 0.2 | 0.21 | 0.22 | 0.23 | 0.24 | 0.05 | 0.05 | 0.055 | 0.055 | 0.06 | 0.65 | 0.7 | 0.7 | 0.7 | 0.7 | 0.296 | 0.307 | 0.322 | 0.334 | 0.346 | 0 | 0 | 0 | 0 | 0 | 0 | 0 | 0 | 0 | 0 | 0 | 0 | 0 | 0 | 0 | 0 | 0 | 0 | 0 | 0
Davidson Water | 10.704 | 70.19 | 0.0458 |  | 157243 | 8.078 | 0.129 | 0.023 | 0.047 | 0.354 | 2.0272 | 51.3727 | 163205 | 180705 | 198205 | 215705 | 233205 | Davidson | 8.181 | 9.204 | 10.354 | 11.649 | 13.105 | 0.271 | 0.297 | 0.323 | 0.349 | 0.379 | 0.241 | 0.265 | 0.291 | 0.321 | 0.353 | 0.329 | 0.362 | 0.398 | 0.438 | 0.482 | 0.385 | 0.432 | 0.485 | 0.545 | 0.611 | 1.482 | 1.664 | 1.867 | 2.096 | 2.352 | 0 | 0 | 0 | 0 | 0 | 0 | 0 | 0 | 0 | 0 | 0.005 | 0.005 | 0.005 | 0.005 | 0.005 | 0.043 | 0.043 | 0.043 | 0.043 | 0.043
Denton | 1.2482 | 2.3 | 0.697 |  | 1687 | 0.078 | 0.0528 | 0.031 | 0.0085 | 0.427 | -0.046133 | 46.2359 | 1690 | 1700 | 1710 | 1725 | 1750 | Davidson | 0.082 | 0.083 | 0.086 | 0.086 | 0.088 | 0.025 | 0.025 | 0.027 | 0.028 | 0.03 | 0.048 | 0.05 | 0.052 | 0.054 | 0.056 | 0.01 | 0.012 | 0.017 | 0.018 | 0.02 | 0.34 | 0.345 | 0.349 | 0.349 | 0.349 | 0.0981 | 0.102 | 0.1032 | 0.1039 | 0.1055 | 0 | 0 | 0 | 0 | 0 | 0 | 0 | 0 | 0 | 0 | 0 | 0 | 0 | 0 | 0 | 1.125 | 1.125 | 1.125 | 1.125 | 1.125
Handy Sanitary District | 0.69577 | 1.125 | 0.0963 |  | 3157 | 0.2762 | 0.0235 | 0.0019 | 0.0155 | 0.0185 | 0.26387 | 87.4881 | 3241 | 3338 | 3472 | 3600 | 3700 | Davidson | 0.3 | 0.309 | 0.3229 | 0.3348 | 0.3441 | 0.027 | 0.028 | 0.029 | 0.03 | 0.032 | 0.002 | 0.002 | 0.002 | 0.002 | 0.002 | 0.03 | 0.031 | 0.032 | 0.033 | 0.034 | 0.001 | 0.002 | 0.002 | 0.002 | 0.002 | 0.2285 | 0.2361 | 0.2444 | 0.2514 | 0.254 | 0 | 0 | 0 | 0 | 0 | 0 | 0 | 0 | 0 | 0 | 1.125 | 1.125 | 1.125 | 1.125 | 1.125 | 0.0963 | 0.0963 | 0.0963 | 0.0963 | 0.0963
Mocksville | 0.885 | 3.6 | 0 |  | 5291 | 0.381 | 0.089 | 0.071 | 0.054 | 0.157 | 0.133 | 72.0091 | 5500 | 6000 | 6500 | 7100 | 7700 | Davie | 0.43 | 0.44 | 0.475 | 0.513 | 0.554 | 0.1 | 0.102 | 0.107 | 0.112 | 0.118 | 0.1 | 0.088 | 0.097 | 0.106 | 0.117 | 0.06 | 0.063 | 0.066 | 0.069 | 0.073 | 0.1 | 0.079 | 0.083 | 0.087 | 0.091 | 0.2363 | 0.2309 | 0.2476 | 0.2653 | 0.285 | 0 | 0 | 0 | 0 | 0 | 0 | 0 | 0 | 0 | 0 | 0 | 0 | 0 | 0 | 0 | 0 | 0 | 0 | 0 | 0
Davie Co | 3.1982 | 73.5 | 0.015321 |  | 27000 | 1.85 | 0.17 | 0.048 | 0.075 | 0.56 | 0.47985 | 68.5185 | 31418 | 37736 | 44796 | 52952 | 62361 | Davie | 1.944 | 2.235 | 2.57 | 2.956 | 3.399 | 0.205 | 0.235 | 0.271 | 0.311 | 0.358 | 0.178 | 0.205 | 0.236 | 0.271 | 0.312 | 0.071 | 0.082 | 0.094 | 0.108 | 0.125 | 0.56 | 0.59 | 0.62 | 0.65 | 0.68 | 0.337 | 0.387 | 0.445 | 0.512 | 0.589 | 0 | 0 | 0 | 0 | 0 | 0 | 0 | 0 | 0 | 0 | 0 | 0 | 0 | 0 | 0 | 0 | 0 | 0 | 0 | 0
City of Winston-Salem | 38.4333 | 133 | 0.50619 |  | 374403 | 15 | 10.49 | 5.52 | 0.98 | 0.86 | 5.0771 | 40.0638 | 360000 | 401000 | 453000 | 505000 | 557000 | Forsyth | 17.797 | 19.317 | 20.838 | 22.725 | 25.065 | 10.08 | 11.23 | 12.68 | 14.14 | 15.6 | 7.2 | 8.02 | 9.06 | 10.1 | 11.14 | 1.372 | 1.489 | 1.606 | 1.751 | 1.931 | 2 | 2.2 | 2.4 | 2.6 | 2.8 | 4.1597 | 4.5716 | 5.0399 | 5.5518 | 6.1166 | 0 | 0 | 0 | 0 | 0 | 0 | 0 | 0 | 0 | 0 | 0 | 0 | 0 | 0 | 0 | 5.5 | 5.5 | 5.5 | 5.5 | 5.5
Louisburg | 0.65342 | 3 | 0.162 |  | 3042 | 0.124 | 0.227 | 0 | 0.0542 | 0.057 | 0.029217 | 40.7627 | 3340 | 4500 | 4680 | 4870 | 5500 | Franklin | 0.138 | 0.158 | 0.164 | 0.171 | 0.193 | 0.203 | 0.215 | 0.23 | 0.242 | 0.268 | 0.04 | 0.044 | 0.05 | 0.054 | 0.06 | 0.1 | 0.11 | 0.12 | 0.135 | 0.17 | 0.068 | 0.078 | 0.086 | 0.094 | 0.11 | 0.0342 | 0.0377 | 0.0405 | 0.0434 | 0.0499 | 0 | 0 | 0 | 0 | 0 | 0 | 0 | 0 | 0 | 0 | 0 | 0 | 0 | 0 | 0 | 0.5 | 0.5 | 0.5 | 0.5 | 0.5
Bunn | 0.12692 | 0.5 | 0 |  | 915 | 0.023 | 0.011 | 0.001 | 0.075 | 0.001 | 0.015917 | 25.1366 | 925 | 1100 | 1650 | 2500 | 3250 | Franklin | 0.025 | 0.029 | 0.043 | 0.065 | 0.085 | 0.015 | 0.025 | 0.035 | 0.045 | 0.055 | 0.001 | 0.002 | 0.003 | 0.004 | 0.005 | 0.08 | 0.09 | 0.1 | 0.11 | 0.12 | 0.001 | 0.002 | 0.003 | 0.004 | 0.005 | 0.0176 | 0.0213 | 0.0265 | 0.0329 | 0.0389 | 0 | 0 | 0 | 0 | 0 | 0 | 0 | 0 | 0 | 0 | 0.5 | 0.5 | 0.5 | 0.5 | 0.5 | 0 | 0 | 0 | 0 | 0
Franklin County Public Utilities | 2.55 | 4.667 | 0.3034 |  | 18600 | 0.329 | 0.076 | 1.205 | 0.532 | 0.025 | 0.0796 | 17.6882 | 19195 | 26302 | 36040 | 49348 | 67668 | Franklin | 0.3395 | 0.4652 | 0.6374 | 0.8735 | 1.1969 | 0.0784 | 0.1074 | 0.1472 | 0.2017 | 0.2764 | 1.5532 | 1.5532 | 2.1282 | 2.1282 | 2.1282 | 0.549 | 0.7522 | 1.0308 | 1.4124 | 1.9354 | 0.0258 | 0.0353 | 0.0484 | 0.0663 | 0.1 | 0.1716 | 0.2077 | 0.2366 | 0.2727 | 0.3017 | 0 | 0 | 0 | 0 | 0 | 0 | 0 | 0 | 0 | 0 | 4.667 | 4.667 | 4.667 | 4.667 | 4.667 | 0.425 | 0.425 | 0.425 | 0.425 | 0.425
Lake Royale | 0.18252 | 0.3 | 0 |  | 4796 | 0.1311 | 0.0011 | 0 | 0 | 0.0263 | 0.024025 | 27.3353 | 5000 | 5500 | 6000 | 6500 | 7000 | Franklin | 0.1585 | 0.1785 | 0.1985 | 0.2185 | 0.2385 | 0.0005 | 0.0005 | 0.0005 | 0.0005 | 0.0005 | 0 | 0 | 0 | 0 | 0 | 0 | 0 | 0 | 0 | 0 | 0.015 | 0.015 | 0.015 | 0.015 | 0.015 | 0.0269 | 0.03 | 0.0331 | 0.0362 | 0.0393 | 0 | 0 | 0 | 0 | 0 | 0 | 0 | 0 | 0 | 0 | 0.3 | 0.3 | 0.3 | 0.3 | 0.3 | 0 | 0 | 0 | 0 | 0
Oxford | 1.177 | 2 | 0.0355 |  | 8975 | 0.372 | 0.2205 | 0.313 | 0.075 | 0.0643 | 0.0967 | 41.4485 | 9000 | 9225 | 9501 | 9786 | 10080 | Granville | 0.41 | 0.42 | 0.43 | 0.44 | 0.45 | 0.221 | 0.225 | 0.23 | 0.235 | 0.24 | 0.32 | 0.33 | 0.34 | 0.35 | 0.36 | 0.084 | 0.085 | 0.086 | 0.087 | 0.088 | 0.023 | 0.024 | 0.035 | 0.036 | 0.03 | 0.1313 | 0.1346 | 0.1392 | 0.1425 | 0.145 | 2 | 2 | 2 | 2 | 2 | 0 | 0 | 0 | 0 | 0 | 2 | 2 | 0 | 0 | 0 | 0.075 | 0.075 | 0.075 | 0.075 | 0.075
Stovall | 0.034833 | 0.075 | 0 |  | 483 | 0.017 | 0.007 | 0 | 0.004 | 0.004 | 0.0028333 | 35.1967 | 490 | 500 | 500 | 500 | 500 | Granville | 0.018 | 0.019 | 0.019 | 0.019 | 0.019 | 0.001 | 0.001 | 0.001 | 0.001 | 0.001 | 0 | 0 | 0 | 0 | 0 | 0.005 | 0.005 | 0.005 | 0.005 | 0.005 | 0.007 | 0.007 | 0.007 | 0.007 | 0.007 | 0.0019 | 0.002 | 0.002 | 0.002 | 0.002 | 0 | 0 | 0 | 0 | 0 | 0 | 0 | 0 | 0 | 0 | 0.075 | 0.075 | 0.075 | 0.075 | 0.075 | 0 | 0 | 0 | 0 | 0
South Granville Water and Sewer Authority | 2.757 | 11 | 0 |  | 19216 | 0.5741 | 0.12 | 0.0612 | 0.961 | 0.715 | 0.3257 | 29.8761 | 19408 | 21349 | 23484 | 25832 | 28416 | Granville | 0.58 | 0.638 | 0.701 | 0.772 | 0.849 | 0.122 | 0.135 | 0.148 | 0.163 | 0.179 | 0.062 | 0.068 | 0.075 | 0.082 | 0.09 | 0.971 | 1.068 | 1.174 | 1.292 | 1.421 | 0.722 | 0.794 | 0.874 | 0.961 | 1.057 | 0.329 | 0.362 | 0.398 | 0.438 | 0.482 | 0 | 0 | 0 | 0 | 0 | 0 | 0 | 0 | 0 | 0 | 0 | 0 | 0 | 0 | 0 | 0 | 0 | 0 | 0 | 0
Greensboro | 33.0613 | 52.93 | 0.15233 |  | 315328 | 16.42 | 9.73 | 1.74 | 0.96 | 3.42 | 0.63897 | 52.0728 | 318608 | 337712 | 370213 | 405843 | 444901 | Guilford | 18.683 | 21.165 | 24.409 | 28.15 | 32.464 | 10.671 | 12.089 | 13.942 | 16.078 | 18.542 | 2.205 | 2.498 | 2.881 | 3.322 | 3.831 | 0.875 | 0.992 | 1.144 | 1.319 | 1.521 | 3.173 | 3.173 | 3.173 | 3.173 | 3.173 | 3.125 | 3.521 | 4.04 | 4.638 | 5.328 | 0 | 4.9 | 15.2 | 20.1 | 20.1 | 0 | 0 | 0 | 0 | 0 | 16.93 | 16.93 | 16.93 | 16.93 | 16.93 | 0.1531 | 0.1531 | 0.1531 | 0.1531 | 0.1531
High Point | 13.0995 | 37.02 | 0.3751 |  | 114183 | 5.489 | 3.175 | 0.9762 | 0 | 2 | 1.0842 | 48.072 | 114821 | 119413 | 124189 | 129156 | 134322 | Guilford | 5.595 | 5.819 | 6.052 | 6.294 | 6.546 | 3.04 | 3.161 | 3.255 | 3.353 | 3.453 | 0.816 | 0.849 | 0.883 | 0.918 | 0.955 | 0 | 0 | 0 | 0 | 0 | 2 | 2.1 | 2.205 | 2.271 | 2.34 | 0.385 | 0.401 | 0.4167 | 0.4315 | 0.4469 | 0 | 0 | 0 | 0 | 0 | 0 | 0 | 0 | 0 | 0 | 2.826 | 2.826 | 2.826 | 2.826 | 2.826 | 2 | 2 | 2 | 2 | 2
Gibsonville | 0.53325 | 2.5 | 0 |  | 7300 | 0.442 | 0.0526 | 0.0083 | 0.0013 | 0.001 | 0.02805 | 60.5479 | 7664 | 9580 | 11974 | 14968 | 18710 | Guilford | 0.4807 | 0.4949 | 0.7277 | 1.0702 | 1.5738 | 0.0567 | 0.0681 | 0.0817 | 0.098 | 0.1176 | 0.0088 | 0.0106 | 0.0123 | 0.0141 | 0.0158 | 0.0014 | 0.0017 | 0.002 | 0.0024 | 0.0029 | 0.0005 | 0.0006 | 0.0008 | 0.0009 | 0.0011 | 0.0548 | 0.0576 | 0.0824 | 0.1186 | 0.1711 | 0 | 0 | 0 | 0 | 0 | 0 | 0 | 0 | 0 | 0 | 2.5 | 2.5 | 2.5 | 2.5 | 2.5 | 0 | 0 | 0 | 0 | 0
Jamestown | 0.46917 | 2.275 | 0 |  | 6388 | 0.218 | 0.1274 | 0.0761 | 0.0408 | 0.02 | -0.013133 | 34.1265 | 6500 | 9000 | 9500 | 10000 | 10500 | Guilford | 0.25 | 0.368 | 0.402 | 0.417 | 0.431 | 0.14 | 0.18 | 0.19 | 0.2 | 0.2 | 0.08 | 0.08 | 0.08 | 0.08 | 0.08 | 0.045 | 0.06 | 0.075 | 0.08 | 0.085 | 0.002 | 0.002 | 0.003 | 0.003 | 0.003 | 0.04 | 0.045 | 0.05 | 0.055 | 0.06 | 0 | 0 | 0 | 0 | 0 | 0 | 0 | 0 | 0 | 0 | 2.3681 | 2.3681 | 2.3681 | 2.3681 | 2.3681 | 0 | 0 | 0 | 0 | 0
Stokesdale | 0.10781 | 0.3 | 0 |  | 559 | 0.0594 | 0.0081 | 0.0104 | 0.0154 | 0 | 0.014508 | 106.2612 | 1275 | 1466 | 1686 | 1940 | 2230 | Guilford | 0.055 | 0.063 | 0.072 | 0.083 | 0.096 | 0.008 | 0.01 | 0.013 | 0.016 | 0.021 | 0.01 | 0.011 | 0.012 | 0.013 | 0.013 | 0.016 | 0.018 | 0.021 | 0.024 | 0.027 | 0.005 | 0.006 | 0.008 | 0.009 | 0.011 | 0.011 | 0.013 | 0.014 | 0.017 | 0.019 | 0 | 0 | 0 | 0 | 0 | 0 | 0 | 0 | 0 | 0 | 0.3 | 0.3 | 0.3 | 0.3 | 0.3 | 0 | 0 | 0 | 0 | 0
Roxboro | 2.5807 | 11 | 0 |  | 12423 | 0.4819 | 0.3264 | 0.6366 | 0.0916 | 0.5 | 0.54417 | 38.791 | 12247 | 12285 | 12317 | 12431 | 12576 | Person | 0.505 | 0.51 | 0.515 | 0.52 | 0.525 | 0.267 | 0.267 | 0.269 | 0.274 | 0.281 | 0.984 | 0.988 | 0.992 | 1.004 | 1.264 | 0.045 | 0.045 | 0.046 | 0.047 | 0.049 | 0.401 | 0.403 | 0.407 | 0.411 | 0.423 | 0.7568 | 0.7606 | 0.7661 | 0.7754 | 0.8737 | 0 | 0 | 10 | 10 | 10 | 0 | 0 | 0 | 0 | 0 | 0 | 0 | 0 | 0 | 0 | 0 | 0 | 0 | 0 | 0
Asheboro | 4.7336 | 25.5 | 0.328 |  | 25850 | 1.671 | 0 | 1.892 | 0 | 0.39 | 0.45258 | 64.6422 | 26000 | 27000 | 30000 | 32800 | 35000 | Randolph | 1.471 | 1.581 | 1.7 | 1.87 | 2.243 | 0.563 | 0.605 | 0.65 | 0.715 | 0.859 | 1.127 | 1.211 | 1.302 | 1.432 | 1.719 | 0.188 | 0.202 | 0.217 | 0.239 | 0.287 | 0.18 | 0.19 | 0.2 | 0.21 | 0.22 | 0.406 | 0.465 | 0.533 | 0.609 | 0.667 | 0 | 0 | 0 | 0 | 0 | 0 | 0 | 0 | 0 | 0 | 0 | 0 | 0 | 0 | 0 | 0.666 | 0.666 | 0.666 | 0.666 | 0.666
City of Randleman | 0.90617 | 1.125 | 0 |  | 4119 | 0.216 | 0.0789 | 0.399 | 0.016 | 0.0067 | 0.18957 | 52.4399 | 4700 | 5100 | 5500 | 5900 | 6300 | Randolph | 0.244 | 0.265 | 0.286 | 0.307 | 0.328 | 0.098 | 0.107 | 0.115 | 0.124 | 0.132 | 0.456 | 0.495 | 0.533 | 0.572 | 0.611 | 0.048 | 0.056 | 0.064 | 0.072 | 0.08 | 0.004 | 0.004 | 0.005 | 0.005 | 0.005 | 0.0956 | 0.1043 | 0.1128 | 0.1215 | 0.13 | 0.5 | 0.5 | 0.5 | 0.5 | 0.5 | 0.041 | 0.041 | 0.041 | 0.041 | 0.041 | 1.166 | 1.166 | 1.166 | 1.166 | 1.166 | 0 | 0 | 0 | 0 | 0
Ramseur | 0.59452 | 6.6 | 0.12 |  | 2893 | 0.1042 | 0.1097 | 0.09 | 0.0019 | 0.0984 | 0.070317 | 36.018 | 2893 | 2893 | 2893 | 2893 | 2893 | Randolph | 0.1042 | 0.1042 | 0.1042 | 0.1042 | 0.1042 | 0.1097 | 0.1097 | 0.1097 | 0.1097 | 0.1097 | 0.09 | 0.09 | 0.09 | 0.09 | 0.09 | 0.0019 | 0.0019 | 0.0019 | 0.0019 | 0.0019 | 0.0984 | 0.0984 | 0.0984 | 0.0984 | 0.0984 | 0.1148 | 0.1148 | 0.1148 | 0.1148 | 0.1148 | 0 | 0 | 0 | 0 | 0 | 0 | 0 | 0 | 0 | 0 | 0 | 0 | 0 | 0 | 0 | 0.25 | 0.25 | 0.25 | 0.25 | 0.25
Liberty | 0.22172 | 0.559 | 0 |  | 3558 | 0.1284 | 0.0273 | 0.0155 | 0 | 0.01 | 0.040517 | 36.0877 | 3561 | 3575 | 3588 | 3601 | 3614 | Randolph | 0.1285 | 0.129 | 0.1294 | 0.1298 | 0.1302 | 0.0273 | 0.0274 | 0.0275 | 0.0276 | 0.0277 | 0.0155 | 0.0155 | 0.0155 | 0.0155 | 0.0155 | 0 | 0 | 0 | 0 | 0 | 0.007 | 0.007 | 0.007 | 0.007 | 0.007 | 0.1894 | 0.19 | 0.1906 | 0.1911 | 0.1916 | 0 | 0 | 0 | 0 | 0 | 0 | 0 | 0 | 0 | 0 | 0 | 0 | 0 | 0 | 0 | 0 | 0 | 0 | 0 | 0
Archdale | 0.87775 | 2.059 | 0.0047014 |  | 12000 | 0.467 | 0.161 | 0.149 | 0.018 | 0.001 | 0.077049 | 38.9167 | 13000 | 14000 | 15000 | 16000 | 17000 | Randolph | 0.69 | 0.7 | 0.705 | 0.715 | 0.72 | 0.155 | 0.16 | 0.165 | 0.17 | 0.175 | 0.035 | 0.035 | 0.035 | 0.035 | 0.035 | 0.04 | 0.042 | 0.044 | 0.045 | 0.045 | 0.007 | 0.007 | 0.007 | 0.007 | 0.007 | 0.18 | 0.184 | 0.19 | 0.195 | 0.2 | 0 | 0 | 0 | 0 | 0 | 0 | 0 | 0 | 0 | 0 | 2.059 | 2.059 | 2.059 | 2.059 | 2.059 | 0.036 | 0.036 | 0.036 | 0.036 | 0.036
Franklinville | 0.12933 | 0.25 | 0 |  | 1196 | 0.073 | 0.014 | 0 | 0 | 0.029 | 0.013333 | 61.0368 | 1250 | 1300 | 1400 | 1500 | 1600 | Randolph | 0.072 | 0.075 | 0.078 | 0.081 | 0.085 | 0.013 | 0.014 | 0.015 | 0.016 | 0.018 | 0.005 | 0.005 | 0.005 | 0.005 | 0.005 | 0 | 0 | 0 | 0 | 0 | 0.022 | 0.023 | 0.024 | 0.025 | 0.026 | 0.007 | 0.008 | 0.008 | 0.008 | 0.009 | 0 | 0 | 0 | 0 | 0 | 0 | 0 | 0 | 0 | 0 | 0.25 | 0.25 | 0.25 | 0.25 | 0.25 | 0 | 0 | 0 | 0 | 0
Seagrove-Ulah Metro Water District | 0.16583 | 0.5 | 0 |  | 2250 | 0.093 | 0.023 | 0.015 | 0.012 | 0.0068 | 0.016025 | 41.3333 | 2350 | 2400 | 2450 | 2500 | 2550 | Randolph | 0.1 | 0.102 | 0.104 | 0.106 | 0.108 | 0.022 | 0.022 | 0.023 | 0.023 | 0.024 | 0.012 | 0.012 | 0.012 | 0.013 | 0.013 | 0.01 | 0.01 | 0.01 | 0.011 | 0.011 | 0.006 | 0.006 | 0.007 | 0.007 | 0.007 | 0.015 | 0.015 | 0.016 | 0.016 | 0.016 | 0 | 0 | 0 | 0 | 0 | 0 | 0 | 0 | 0 | 0 | 0.5 | 0.5 | 0.5 | 0.5 | 0.5 | 0 | 0 | 0 | 0 | 0
Eden | 4.0174 | 24.17 | 0.9446 |  | 15023 | 0.78 | 0.226 | 0.129 | 0.599 | 0.87 | 0.46882 | 51.9204 | 15019 | 15000 | 14880 | 14850 | 14800 | Rockingham | 0.757 | 0.734 | 0.7123 | 0.69 | 0.67 | 0.22 | 0.21 | 0.2 | 0.19 | 0.18 | 0.13 | 0.14 | 0.15 | 0.16 | 0.17 | 0.138 | 0.137 | 0.136 | 0.135 | 0.134 | 0.76 | 0.75 | 0.74 | 0.73 | 0.72 | 0.363 | 0.3568 | 0.3509 | 0.3449 | 0.3392 | 0 | 0 | 0 | 0 | 0 | 0 | 0 | 0 | 0 | 0 | 0 | 0 | 0 | 0 | 0 | 1.667 | 1.667 | 1.667 | 1.667 | 1.667
Reidsville | 4.5045 | 19 | 0.9855 |  | 16000 | 0.6912 | 0.7513 | 1.0627 | 0.0569 | 0.745 | 0.2119 | 43.2 | 14171 | 14313 | 14456 | 14600 | 14746 | Rockingham | 0.6974 | 0.7044 | 0.7114 | 0.7186 | 0.7257 | 0.7581 | 0.7656 | 0.7733 | 0.781 | 0.7888 | 1.0758 | 1.083 | 1.0938 | 1.1048 | 1.1158 | 0.0574 | 0.058 | 0.0586 | 0.0591 | 0.0597 | 0.7517 | 0.7592 | 0.7668 | 0.7745 | 0.7822 | 0.2115 | 0.2134 | 0.2155 | 0.2177 | 0.2199 | 0 | 0 | 0 | 0 | 0 | 0 | 0 | 0 | 0 | 0 | 0 | 0 | 0 | 0 | 0 | 1.55 | 1.55 | 1.55 | 1.55 | 1.55
Mayodan | 0.71908 | 10 | 0.1332 |  | 2409 | 0.1038 | 0.0485 | 0.2005 | 0.0172 | 0.11 | 0.10588 | 43.0884 | 2955 | 3250 | 3575 | 3932 | 4000 | Rockingham | 0.136 | 0.149 | 0.164 | 0.18 | 0.183 | 0.044 | 0.044 | 0.045 | 0.045 | 0.045 | 0.133 | 0.134 | 0.135 | 0.136 | 0.136 | 0.022 | 0.022 | 0.022 | 0.023 | 0.023 | 0.118 | 0.119 | 0.12 | 0.121 | 0.121 | 0.0998 | 0.1032 | 0.1071 | 0.1113 | 0.112 | 0 | 0 | 0 | 0 | 0 | 0 | 0 | 0 | 0 | 0 | 0 | 0 | 0 | 0 | 0 | 0.3 | 0.3 | 0.3 | 0.3 | 0.3
Madison | 0.46958 | 16.1 | 0.039 |  | 2787 | 0.088 | 0.047 | 0.192 | 0 | 0.07 | 0.033583 | 31.5752 | 2907 | 3027 | 3147 | 3267 | 3387 | Rockingham | 0.1 | 0.104 | 0.108 | 0.112 | 0.116 | 0.04 | 0.041 | 0.042 | 0.043 | 0.044 | 0.334 | 0.35 | 0.368 | 0.386 | 0.404 | 0 | 0 | 0 | 0 | 0 | 0.07 | 0.072 | 0.074 | 0.076 | 0.078 | 0.0529 | 0.0552 | 0.0576 | 0.06 | 0.0625 | 0 | 0 | 0 | 0 | 0 | 0 | 0 | 0 | 0 | 0 | 0 | 0 | 0 | 0 | 0 | 0.2 | 0.2 | 0.2 | 0.2 | 0.2
Stoneville | 0.13314 | 0.3 | 0 |  | 1225 | 0.0657 | 0.0077 | 0.0045 | 0.0031 | 0.035 | 0.017142 | 53.6327 | 1250 | 1260 | 1275 | 1290 | 1300 | Rockingham | 0.07 | 0.101 | 0.102 | 0.103 | 0.104 | 0.013 | 0.013 | 0.014 | 0.014 | 0.014 | 0.005 | 0.009 | 0.01 | 0.01 | 0.01 | 0.005 | 0.005 | 0.006 | 0.006 | 0.006 | 0.02 | 0.02 | 0.02 | 0.02 | 0.02 | 0.0188 | 0.0189 | 0.0195 | 0.0196 | 0.0198 | 0 | 0 | 0 | 0 | 0 | 0 | 0 | 0 | 0 | 0 | 0.3 | 0.3 | 0.3 | 0.3 | 0.3 | 0 | 0 | 0 | 0 | 0
Dan River Water Inc. | 0.94383 | 1.667 | 0 |  | 11900 | 0.8 | 0.015 | 0.05 | 0.015 | 0.0078 | 0.056033 | 67.2269 | 12747 | 13499 | 14295 | 15138 | 15300 | Rockingham | 0.801 | 0.849 | 0.899 | 0.952 | 0.99 | 0.019 | 0.021 | 0.022 | 0.023 | 0.025 | 0.05 | 0.05 | 0.05 | 0.05 | 0.05 | 0.016 | 0.017 | 0.018 | 0.019 | 0.021 | 0.006 | 0.006 | 0.007 | 0.007 | 0.008 | 0.1247 | 0.1319 | 0.1393 | 0.147 | 0.153 | 0 | 0 | 0 | 0 | 0 | 0 | 0 | 0 | 0 | 0 | 1.667 | 1.667 | 1.667 | 1.667 | 1.667 | 0 | 0 | 0 | 0 | 0
Rockingham Co | 0.10425 | 0.75 | 0 |  | 1158 | 0.084 | 0.0115 | 0.0003 | 0.008 | 0.0022 | -0.00175 | 72.5389 | 1300 | 1500 | 1700 | 1900 | 2100 | Rockingham | 0.065 | 0.068 | 0.071 | 0.075 | 0.078 | 0.015 | 0.017 | 0.019 | 0.021 | 0.023 | 0.009 | 0.011 | 0.013 | 0.015 | 0.017 | 0.013 | 0.015 | 0.017 | 0.019 | 0.021 | 0.02 | 0.02 | 0.02 | 0.02 | 0.02 | 0.014 | 0.015 | 0.016 | 0.017 | 0.018 | 0 | 0 | 0 | 0 | 0 | 0 | 0 | 0 | 0 | 0 | 0.75 | 0.75 | 0.75 | 0.75 | 0.75 | 0 | 0 | 0 | 0 | 0
King | 1.5023 | 50 | 0 |  | 20490 | 1.1857 | 0.2063 | 0.0215 | 0.0255 | 0.0239 | 0.039433 | 57.8673 | 21000 | 23100 | 25410 | 27950 | 30750 | Stokes | 1.1976 | 1.377 | 1.584 | 1.837 | 2.131 | 0.2084 | 0.2396 | 0.2756 | 0.3196 | 0.3708 | 0.0217 | 0.005 | 0.0287 | 0.0333 | 0.0386 | 0.0258 | 0.0296 | 0.0341 | 0.0395 | 0.0458 | 0.0241 | 0.0278 | 0.0319 | 0.037 | 0.043 | 0.0375 | 0.0426 | 0.0496 | 0.0575 | 0.0667 | 0 | 0 | 0 | 0 | 0 | 0 | 0 | 0 | 0 | 0 | 0 | 0 | 0 | 0 | 0 | 0 | 0 | 0 | 0 | 0
Walnut Cove | 0.24935 | 0.41 | 0 |  | 1820 | 0.0654 | 0.0465 | 0.136 | 0.0013 | 0.001 | -0.00085 | 35.9341 | 1824 | 1842 | 1859 | 1875 | 1892 | Stokes | 0.0654 | 0.0658 | 0.0663 | 0.0668 | 0.0674 | 0.0465 | 0.0443 | 0.0447 | 0.045 | 0.0454 | 0.1362 | 0.0642 | 0.0642 | 0.0642 | 0.0642 | 0.0013 | 0.0012 | 0.0012 | 0.0012 | 0.0012 | 0.001 | 0.001 | 0.001 | 0.001 | 0.001 | 0.0699 | 0.0703 | 0.0707 | 0.071 | 0.0714 | 0 | 0 | 0 | 0 | 0 | 0 | 0 | 0 | 0 | 0 | 0.0397 | 0.0397 | 0.0397 | 0.0397 | 0.0397 | 0 | 0 | 0 | 0 | 0
Danbury | 0.0385 | 0.056 | 0 |  | 108 | 0.0036 | 0.0011 | 0 | 0.0188 | 0.0026 | 0.0124 | 33.3333 | 135 | 140 | 145 | 155 | 165 | Stokes | 0.005 | 0.005 | 0.005 | 0.005 | 0.006 | 0.001 | 0.001 | 0.001 | 0.002 | 0.002 | 0 | 0 | 0 | 0 | 0 | 0.023 | 0.023 | 0.024 | 0.024 | 0.025 | 0.003 | 0.003 | 0.003 | 0.003 | 0.003 | 0.005 | 0.005 | 0.006 | 0.006 | 0.007 | 0 | 0 | 0 | 0 | 0 | 0 | 0 | 0 | 0 | 0 | 0 | 0 | 0 | 0 | 0 | 0 | 0 | 0 | 0 | 0
Stokes County WASA | 0.051275 | 0.2 | 0.0396 |  | 368 | 0.0095 | 0.0008 | 0 | 0 | 0 | 0.001375 | 25.8152 | 400 | 420 | 440 | 460 | 460 | Stokes | 0.013 | 0.013 | 0.014 | 0.014 | 0.014 | 0.002 | 0.002 | 0.002 | 0.003 | 0.003 | 0 | 0 | 0 | 0 | 0 | 0 | 0 | 0 | 0 | 0 | 0.001 | 0.001 | 0.001 | 0.001 | 0.001 | 0.002 | 0.002 | 0.002 | 0.003 | 0.003 | 0 | 0 | 0 | 0 | 0 | 0.25 | 0.25 | 0 | 0 | 0 | 0.2 | 0.2 | 0.2 | 0.2 | 0.2 | 0.05 | 0.05 | 0 | 0 | 0
Mount Airy | 2.2176 | 15.3 | 0.2233 |  | 10417 | 0.492 | 0.546 | 0.186 | 0.093 | 0.44 | 0.23728 | 47.2305 | 10800 | 12500 | 14400 | 16600 | 19100 | Surry | 0.54 | 0.625 | 0.72 | 0.83 | 0.955 | 0.54 | 0.625 | 0.72 | 0.83 | 0.955 | 0.325 | 0.375 | 0.43 | 0.5 | 0.57 | 0.2 | 0.25 | 0.3 | 0.35 | 0.4 | 0.325 | 0.375 | 0.43 | 0.49 | 0.56 | 0.385 | 0.44 | 0.5 | 0.57 | 0.65 | 0 | 0 | 0 | 0 | 0 | 0 | 0 | 0 | 0 | 0 | 0 | 0 | 0 | 0 | 0 | 0.2285 | 0.2285 | 0.2285 | 0.2285 | 0.2285
Elkin | 0.91542 | 5.8 | 0.1206 |  | 4024 | 0.145 | 0.166 | 0.182 | 0.065 | 0.085 | 0.15182 | 36.0338 | 4100 | 4150 | 4480 | 4600 | 4840 | Surry | 0.17 | 0.175 | 0.18 | 0.185 | 0.19 | 0.18 | 0.182 | 0.185 | 0.187 | 0.189 | 0.095 | 0.096 | 0.097 | 0.098 | 0.1 | 0.09 | 0.092 | 0.095 | 0.098 | 0.1 | 0.055 | 0.055 | 0.055 | 0.055 | 0.055 | 0.091 | 0.094 | 0.099 | 0.101 | 0.104 | 0 | 0 | 0 | 0 | 0 | 0 | 0 | 0 | 0 | 0 | 0 | 0 | 0 | 0 | 0 | 0.6 | 0.6 | 0.6 | 0.6 | 0.6
Pilot Mountain | 0.21389 | 2.25 | 0 |  | 1947 | 0.0895 | 0.0248 | 0.001 | 0.0546 | 0.001 | 0.042992 | 45.9682 | 1956 | 2004 | 2048 | 2092 | 2138 | Surry | 0.0899 | 0.0921 | 0.0941 | 0.0961 | 0.0982 | 0.025 | 0.03 | 0.035 | 0.04 | 0.045 | 0.001 | 0.001 | 0.001 | 0.001 | 0.001 | 0.055 | 0.061 | 0.062 | 0.063 | 0.064 | 0.001 | 0.001 | 0.001 | 0.001 | 0.001 | 0.0432 | 0.0465 | 0.0485 | 0.0505 | 0.0525 | 0 | 0 | 0 | 0 | 0 | 0 | 0 | 0 | 0 | 0 | 0 | 0 | 0 | 0 | 0 | 0 | 0 | 0 | 0 | 0
Dobson | 1.0139 | 2.24 | 0 |  | 2200 | 0.092 | 0.075 | 0.509 | 0.175 | 0.007 | 0.15592 | 41.8182 | 2222 | 2266 | 2310 | 2354 | 2398 | Surry | 0.101 | 0.103 | 0.104 | 0.106 | 0.107 | 0.103 | 0.105 | 0.11 | 0.115 | 0.12 | 0.563 | 0.565 | 0.57 | 0.575 | 0.58 | 0.022 | 0.023 | 0.024 | 0.025 | 0.026 | 0.016 | 0.016 | 0.016 | 0.016 | 0.016 | 0.0644 | 0.0649 | 0.0659 | 0.0669 | 0.0679 | 0 | 0 | 0 | 0 | 0 | 0 | 0 | 0 | 0 | 0 | 0 | 0 | 0 | 0 | 0 | 0 | 0 | 0 | 0 | 0
Kerr Lake Regional Water | 6.8532 | 20 | 4.486 |  | 15368 | 1.0165 | 1.0401 | 0.015 | 0 | 0.14 | 0.15557 | 66.1439 | 15675 | 16302 | 17280 | 18662 | 20528 | Vance | 1.0543 | 1.376 | 1.572 | 1.72 | 1.769 | 1.0609 | 1.0821 | 1.1037 | 1.1258 | 1.1483 | 0.0153 | 0.0156 | 0.0159 | 0.0162 | 0.0165 | 0 | 0 | 0 | 0 | 0 | 0.24 | 0.2448 | 0.2496 | 0.2546 | 0.2597 | 0.1563 | 0.1792 | 0.1939 | 0.2055 | 0.2105 | 0 | 0 | 0 | 0 | 0 | 0 | 3 | 3 | 3 | 3 | 0 | 0 | 0 | 0 | 0 | 7.325 | 7.325 | 7.325 | 7.325 | 7.325
Warrenton | 0.21281 | 0.4 | 0 |  | 2250 | 0.0867 | 0.0181 | 0.035 | 0.0332 | 0.015 | 0.024808 | 38.5333 | 2250 | 2250 | 2250 | 2250 | 2250 | Warren | 0.087 | 0.087 | 0.087 | 0.087 | 0.087 | 0.022 | 0.022 | 0.022 | 0.022 | 0.022 | 0.035 | 0.035 | 0.035 | 0.035 | 0.035 | 0.035 | 0.035 | 0.035 | 0.035 | 0.035 | 0.01 | 0.01 | 0.01 | 0.01 | 0.01 | 0.0249 | 0.0249 | 0.0249 | 0.0249 | 0.0249 | 0 | 0 | 0 | 0 | 0 | 0 | 0 | 0 | 0 | 0 | 0.4 | 0.4 | 0.4 | 0.4 | 0.4 | 0 | 0 | 0 | 0 | 0
Warren County | 0.95367 | 2 | 0.319 |  | 9456 | 0.421 | 0.009 | 0.027 | 0.132 | 0 | 0.045667 | 44.522 | 9500 | 9575 | 9650 | 9800 | 9900 | Warren | 0.423 | 0.426 | 0.43 | 0.436 | 0.441 | 0.009 | 0.01 | 0.011 | 0.012 | 0.013 | 0.06 | 0.07 | 0.07 | 0.07 | 0.07 | 0.156 | 0.157 | 0.158 | 0.159 | 0.16 | 0.01 | 0.01 | 0.01 | 0.01 | 0.01 | 0.0626 | 0.064 | 0.0646 | 0.0653 | 0.066 | 0 | 0 | 0 | 0 | 0 | 0 | 0 | 0 | 0 | 0 | 2 | 2 | 2 | 2 | 2 | 0.6 | 0.6 | 0.6 | 0.6 | 0.6
Norlina | 0.096917 | 0.2 | 0 |  | 1190 | 0.035 | 0.012 | 0.02 | 0.0225 | 0.0005 | 0.0069167 | 29.4118 | 1110 | 1115 | 1120 | 1125 | 1130 | Warren | 0.0355 | 0.0357 | 0.0358 | 0.036 | 0.0362 | 0.012 | 0.012 | 0.012 | 0.012 | 0.012 | 0.023 | 0.023 | 0.023 | 0.023 | 0.023 | 0.02 | 0.0205 | 0.021 | 0.0215 | 0.022 | 0.0005 | 0.0005 | 0.0005 | 0.0005 | 0.0005 | 0.0096 | 0.0098 | 0.0099 | 0.0101 | 0.0102 | 0 | 0 | 0 | 0 | 0 | 0 | 0 | 0 | 0 | 0 | 0.2 | 0.2 | 0.2 | 0.2 | 0.2 | 0 | 0 | 0 | 0 | 0
Jonesville | 0.44725 | 40.824 | 0.044 |  | 2250 | 0.165 | 0.135 | 0.009 | 0.0091 | 0.0057 | 0.07945 | 73.3333 | 2256 | 2285 | 2312 | 2339 | 2367 | Yadkin | 0.166 | 0.169 | 0.172 | 0.175 | 0.18 | 0.136 | 0.139 | 0.142 | 0.145 | 0.149 | 0.0093 | 0.0094 | 0.0096 | 0.0098 | 0.011 | 0.0012 | 0.0013 | 0.0013 | 0.0013 | 0 | 0.0057 | 0.0058 | 0.006 | 0.0064 | 0.0067 | 0.182 | 0.1842 | 0.1863 | 0.1883 | 0.1903 | 0 | 0 | 0 | 0 | 0 | 0 | 0 | 0 | 0 | 0 | 0 | 0 | 0 | 0 | 0 | 0.2 | 0.2 | 0.2 | 0.2 | 0.2
Yadkinville | 0.84275 | 1.88 | 0 |  | 2938 | 0.095 | 0.099 | 0.352 | 0.062 | 0.076 | 0.15875 | 32.3349 | 3000 | 3300 | 3700 | 4200 | 4800 | Yadkin | 0.163 | 0.172 | 0.185 | 0.21 | 0.24 | 0.1 | 0.11 | 0.12 | 0.13 | 0.14 | 0.334 | 0.369 | 0.407 | 0.45 | 0.5 | 0.06 | 0.066 | 0.074 | 0.084 | 0.096 | 0.06 | 0.063 | 0.065 | 0.067 | 0.072 | 0.155 | 0.16 | 0.17 | 0.18 | 0.19 | 0 | 0 | 0 | 0 | 0 | 0 | 0 | 0 | 0 | 0 | 0 | 0 | 0 | 0 | 0 | 0 | 0 | 0 | 0 | 0
Boonville | 0.16533 | 0.353 | 0 |  | 1185 | 0.065 | 0.0083 | 0 | 0.001 | 0.0011 | 0.089933 | 54.8523 | 1803 | 1826 | 1848 | 1869 | 1891 | Yadkin | 0.0756 | 0.0765 | 0.0773 | 0.0782 | 0.0791 | 0.0243 | 0.0246 | 0.0248 | 0.0251 | 0.0254 | 0 | 0 | 0 | 0 | 0 | 0.0071 | 0.0071 | 0.0072 | 0.0072 | 0.0073 | 0.005 | 0.005 | 0.005 | 0.005 | 0.005 | 0.1337 | 0.1351 | 0.1364 | 0.1379 | 0.1394 | 0.25 | 0.25 | 0.25 | 0.25 | 0.25 | 0 | 0 | 0 | 0 | 0 | 0 | 0 | 0 | 0 | 0 | 0 | 0 | 0 | 0 | 0
East Bend | 0.046733 | 1 | 0 |  | 1466 | 0.0354 | 0.0059 | 0.0001 | 0.0011 | 0.0001 | 0.0041333 | 24.1473 | 1470 | 1489 | 1507 | 1524 | 1542 | Yadkin | 0.0356 | 0.036 | 0.0364 | 0.0368 | 0.0372 | 0.006 | 0.0061 | 0.0061 | 0.0062 | 0.0063 | 0.0001 | 0.0001 | 0.0001 | 0.0001 | 0.0001 | 0.0015 | 0.0015 | 0.0015 | 0.0015 | 0.0016 | 0.0001 | 0.0001 | 0.0001 | 0.0001 | 0.0001 | 0.0039 | 0.0039 | 0.0039 | 0.004 | 0.004 | 0 | 0 | 0 | 0 | 0 | 0 | 0 | 0 | 0 | 0 | 1 | 1 | 1 | 1 | 1 | 0 | 0 | 0 | 0 | 0
Anson Co | 7.9944 | 16 | 4.0884 |  | 26000 | 0.9376 | 0.4012 | 0.3915 | 0.2451 | 1 | 0.93062 | 36.0615 | 24909 | 24094 | 24500 | 25000 | 25500 | Anson | 0.8 | 0.83 | 0.86 | 0.93 | 0.97 | 0.32 | 0.35 | 0.38 | 0.41 | 0.44 | 0.421 | 0.424 | 0.427 | 0.43 | 0.433 | 0.3 | 0.3 | 0.32 | 0.35 | 0.37 | 0.72 | 0.79 | 0.8 | 0.82 | 0.86 | 0.832 | 0.875 | 0.886 | 0.955 | 0.998 | 0 | 0 | 0 | 0 | 0 | 0 | 0 | 0 | 0 | 0 | 0 | 0 | 0 | 0 | 0 | 8.86 | 8.86 | 8.86 | 8.86 | 8.86
Ansonville | 0.18483 | 0.3 | 0 |  | 1112 | 0.062 | 0.035 | 0 | 0 | 0.012 | 0.075833 | 55.7554 | 1122 | 1184 | 1248 | 1305 | 1369 | Anson | 0.062 | 0.066 | 0.0694 | 0.0725 | 0.076 | 0.035 | 0.039 | 0.042 | 0.045 | 0.049 | 0 | 0 | 0 | 0 | 0 | 0 | 0 | 0 | 0 | 0 | 0.012 | 0.01 | 0.012 | 0.012 | 0.012 | 0.076 | 0.0802 | 0.086 | 0.0903 | 0.0955 | 0 | 0 | 0 | 0 | 0 | 0 | 0 | 0 | 0 | 0 | 0.3 | 0.3 | 0.3 | 0.3 | 0.3 | 0 | 0 | 0 | 0 | 0
Wadesboro | 0.71479 | 2.6 | 0 |  | 5506 | 0.2516 | 0.2083 | 0.2125 | 0.0013 | 0.001 | 0.040092 | 45.6956 | 5506 | 5506 | 5506 | 5506 | 5506 | Anson | 0.2516 | 0.2516 | 0.2516 | 0.2516 | 0.2516 | 0.2083 | 0.2083 | 0.2083 | 0.2083 | 0.2083 | 0.2125 | 0.2125 | 0.2125 | 0.2125 | 0.2125 | 0.0013 | 0.0013 | 0.0013 | 0.0013 | 0.0013 | 0.001 | 0.001 | 0.001 | 0.001 | 0.001 | 0.0401 | 0.0401 | 0.0401 | 0.0401 | 0.0401 | 0 | 0 | 0 | 0 | 0 | 0 | 0 | 0 | 0 | 0 | 2.6 | 2.6 | 2.6 | 2.6 | 2.6 | 0 | 0 | 0 | 0 | 0
Lilesville | 0.03845 | 0.06 | 0 |  | 900 | 0.0335 | 0.0021 | 0 | 0 | 0.001 | 0.00185 | 37.2222 | 900 | 901 | 902 | 903 | 904 | Anson | 0.0335 | 0.0335 | 0.0335 | 0.0335 | 0.0335 | 0.0021 | 0.0021 | 0.0021 | 0.0021 | 0.0021 | 0 | 0 | 0 | 0 | 0 | 0 | 0 | 0 | 0 | 0 | 0.001 | 0.001 | 0.001 | 0.001 | 0.001 | 0.0019 | 0.0019 | 0.0019 | 0.0019 | 0.0019 | 0 | 0 | 0 | 0 | 0 | 0 | 0 | 0 | 0 | 0 | 0.06 | 0.06 | 0.06 | 0.06 | 0.06 | 0 | 0 | 0 | 0 | 0
Polkton | 0.06365 | 0.08 | 0 |  | 838 | 0.0362 | 0.0167 | 0 | 0 | 0.001 | 0.00975 | 43.1981 | 839 | 838 | 838 | 838 | 838 | Anson | 0.0362 | 0.0362 | 0.0362 | 0.0362 | 0.0362 | 0.0167 | 0.0167 | 0.0167 | 0.0167 | 0.0167 | 0 | 0 | 0 | 0 | 0 | 0 | 0 | 0 | 0 | 0 | 0.001 | 0.001 | 0.001 | 0.001 | 0.001 | 0.0098 | 0.0098 | 0.0098 | 0.0098 | 0.0098 | 0 | 0 | 0 | 0 | 0 | 0 | 0 | 0 | 0 | 0 | 0.08 | 0.08 | 0.08 | 0.08 | 0.08 | 0 | 0 | 0 | 0 | 0
Peachland | 0.028333 | 0.06 | 0 |  | 423 | 0.0189 | 0.0015 | 0 | 0 | 0.001 | 0.0069333 | 44.6809 | 423 | 424 | 424 | 424 | 425 | Anson | 0.0189 | 0.0189 | 0.0189 | 0.0189 | 0.0189 | 0.0015 | 0.0015 | 0.0015 | 0.0015 | 0.0015 | 0 | 0 | 0 | 0 | 0 | 0 | 0 | 0 | 0 | 0 | 0.001 | 0.001 | 0.001 | 0.001 | 0.001 | 0.0066 | 0.0066 | 0.0066 | 0.0066 | 0.0066 | 0 | 0 | 0 | 0 | 0 | 0 | 0 | 0 | 0 | 0 | 0.06 | 0.06 | 0.06 | 0.06 | 0.06 | 0 | 0 | 0 | 0 | 0
Morven | 0.043925 | 0.06 | 0 |  | 512 | 0.0395 | 0 | 0 | 0 | 0.0001 | 0.004325 | 77.1484 | 512 | 512 | 512 | 512 | 512 | Anson | 0.0427 | 0.0427 | 0.0427 | 0.0427 | 0.0427 | 0 | 0 | 0 | 0 | 0 | 0 | 0 | 0 | 0 | 0 | 0 | 0 | 0 | 0 | 0 | 0.001 | 0.001 | 0.001 | 0.001 | 0.001 | 0.0044 | 0.0044 | 0.0044 | 0.0044 | 0.0044 | 0 | 0 | 0 | 0 | 0 | 0 | 0 | 0 | 0 | 0 | 0.06 | 0.06 | 0.06 | 0.06 | 0.06 | 0 | 0 | 0 | 0 | 0
Elizabethtown | 0.42417 | 1.27 | 0 |  | 3583 | 0.185 | 0.0706 | 0.0144 | 0.1045 | 0.0195 | 0.030167 | 51.6327 | 3583 | 3583 | 3583 | 3583 | 3583 | Bladen | 0.185 | 0.185 | 0.185 | 0.185 | 0.185 | 0.0706 | 0.0706 | 0.0706 | 0.0706 | 0.0706 | 0.0144 | 0.0144 | 0.0144 | 0.0144 | 0.0144 | 0.1045 | 0.1045 | 0.1045 | 0.1045 | 0.1045 | 0.0195 | 0.0195 | 0.0195 | 0.0195 | 0.0195 | 0.0602 | 0.0602 | 0.0602 | 0.0602 | 0.0602 | 0 | 0 | 0 | 0 | 0 | 0 | 0 | 0 | 0 | 0 | 0 | 0 | 0 | 0 | 0 | 0 | 0 | 0 | 0 | 0
Bladenboro | 0.16494 | 0.736 | 0 |  | 3225 | 0.0855 | 0.024 | 0.0045 | 0 | 0.001 | 0.049942 | 26.5116 | 3225 | 3225 | 3225 | 3225 | 3225 | Bladen | 0.0855 | 0.0855 | 0.0855 | 0.0855 | 0.0855 | 0.024 | 0.024 | 0.024 | 0.024 | 0.024 | 0.0045 | 0.0045 | 0.0045 | 0.0045 | 0.0045 | 0 | 0 | 0 | 0 | 0 | 0.001 | 0.001 | 0.001 | 0.001 | 0.001 | 0.015 | 0.015 | 0.015 | 0.015 | 0.015 | 0 | 0 | 0 | 0 | 0 | 0 | 0 | 0 | 0 | 0 | 0 | 0 | 0 | 0 | 0 | 0 | 0 | 0 | 0 | 0
Clarkton | 0.19903 | 0.684 | 0 |  | 1500 | 0.1482 | 0.0095 | 0.0024 | 0.0024 | 0.018 | 0.018533 | 98.8 | 1500 | 1500 | 1500 | 1500 | 1500 | Bladen | 0.1482 | 0.1482 | 0.1482 | 0.1482 | 0.1482 | 0.0095 | 0.0095 | 0.0095 | 0.0095 | 0.0095 | 0.0024 | 0.0024 | 0.0024 | 0.0024 | 0.0024 | 0.0024 | 0.0024 | 0.0024 | 0.0024 | 0.0024 | 0.018 | 0.018 | 0.018 | 0.018 | 0.018 | 0.0191 | 0.0191 | 0.0191 | 0.0191 | 0.0191 | 0 | 0 | 0 | 0 | 0 | 0 | 0 | 0 | 0 | 0 | 0 | 0 | 0 | 0 | 0 | 0 | 0 | 0 | 0 | 0
Dublin | 0.02825 | 0.15 | 0 |  | 477 | 0.0259 | 0 | 0 | 0 | 0.001 | 0.00135 | 54.2977 | 477 | 477 | 477 | 477 | 477 | Bladen | 0.0259 | 0.0259 | 0.0259 | 0.0259 | 0.0259 | 0 | 0 | 0 | 0 | 0 | 0 | 0 | 0 | 0 | 0 | 0 | 0 | 0 | 0 | 0 | 0.001 | 0.001 | 0.001 | 0.001 | 0.001 | 0.0014 | 0.0014 | 0.0014 | 0.0014 | 0.0014 | 0 | 0 | 0 | 0 | 0 | 0 | 0 | 0 | 0 | 0 | 0 | 0 | 0 | 0 | 0 | 0 | 0 | 0 | 0 | 0
White Lake | 0.20358 | 0.95 | 0 |  | 862 | 0.1286 | 0.0271 | 0 | 0.0022 | 0.008 | 0.037683 | 149.1879 | 1000 | 1010 | 1015 | 1015 | 1015 | Bladen | 0.12 | 0.13 | 0.14 | 0.15 | 0.16 | 0.035 | 0.035 | 0.035 | 0.035 | 0.035 | 0 | 0 | 0 | 0 | 0 | 0.0019 | 0.002 | 0.0021 | 0.0022 | 0.0022 | 0.019 | 0.019 | 0.019 | 0.019 | 0.019 | 0.0136 | 0.0136 | 0.0137 | 0.0137 | 0.0137 | 0 | 0 | 0 | 0 | 0 | 0 | 0 | 0 | 0 | 0 | 0 | 0 | 0 | 0 | 0 | 0 | 0 | 0 | 0 | 0
East Arcadia | 0.14164 | 0.47 | 0.018 |  | 609 | 0.0142 | 0.0215 | 0 | 0 | 0.001 | 0.086942 | 23.3169 | 610 | 610 | 610 | 611 | 611 | Bladen | 0.0142 | 0.0142 | 0.0142 | 0.0142 | 0.0142 | 0.0215 | 0.0215 | 0.0215 | 0.0215 | 0.0215 | 0 | 0 | 0 | 0 | 0 | 0 | 0 | 0 | 0 | 0 | 0.001 | 0.001 | 0.001 | 0.001 | 0.001 | 0.0869 | 0.0869 | 0.0869 | 0.0869 | 0.0869 | 0 | 0 | 0 | 0 | 0 | 0 | 0 | 0 | 0 | 0 | 0 | 0 | 0 | 0 | 0 | 0.03 | 0.03 | 0.03 | 0.03 | 0.03
Bladen Co WD (West Bladen) | 0.9725 | 1.637 | 0 |  | 4727 | 0.65 | 0.07 | 0.04 | 0 | 0.16 | 0.0525 | 137.5079 | 4730 | 4740 | 4790 | 4840 | 4890 | Bladen | 0.55 | 0.57 | 0.59 | 0.6 | 0.61 | 0.058 | 0.062 | 0.066 | 0.071 | 0.076 | 0.031 | 0.031 | 0.032 | 0.032 | 0.033 | 0 | 0 | 0 | 0 | 0 | 0.17 | 0.1702 | 0.1804 | 0.1804 | 0.1805 | 0.108 | 0.112 | 0.116 | 0.119 | 0.122 | 0 | 0 | 0 | 0 | 0 | 0 | 0 | 0 | 0 | 0 | 0 | 0 | 0 | 0 | 0 | 0 | 0 | 0 | 0 | 0
Bladen Co WD (East Bladen) | 0.27917 | 0.607 | 0 |  | 1543 | 0.219 | 0.013 | 0 | 0 | 0.006 | 0.041167 | 141.9313 | 1550 | 1555 | 1560 | 1565 | 1570 | Bladen | 0.153 | 0.158 | 0.163 | 0.168 | 0.173 | 0.021 | 0.021 | 0.021 | 0.021 | 0.021 | 0 | 0 | 0 | 0 | 0 | 0 | 0 | 0 | 0 | 0 | 0 | 0 | 0 | 0 | 0 | 0.03 | 0.031 | 0.032 | 0.033 | 0.034 | 0 | 0 | 0 | 0 | 0 | 0 | 0 | 0 | 0 | 0 | 0 | 0 | 0 | 0 | 0 | 0 | 0 | 0 | 0 | 0
Siler City | 2.6287 | 4 | 0.0745 |  | 8501 | 0.4679 | 0.4566 | 1.0808 | 0.0492 | 0.2195 | 0.28024 | 55.0406 | 8827 | 10655 | 12622 | 14952 | 17712 | Chatham | 0.479 | 0.578 | 0.685 | 0.811 | 0.961 | 0.467 | 0.564 | 0.668 | 0.791 | 0.937 | 0.8631 | 0.8631 | 0.8631 | 0.8631 | 0.8631 | 0.05 | 0.06 | 0.072 | 0.085 | 0.101 | 0.0734 | 0.0734 | 0.0734 | 0.0734 | 0.0734 | 0.2999 | 0.3254 | 0.3531 | 0.3856 | 0.4243 | 1 | 1 | 1 | 1 | 1 | 0 | 0 | 0 | 0 | 0 | 0.0118 | 0.0118 | 0.0118 | 0.0118 | 0.0118 | 0.5 | 0.5 | 0.5 | 0.5 | 0.5
Pittsboro | 0.60117 | 2 | 0.063 |  | 4667 | 0.25 | 0.122 | 0 | 0.029 | 0.1 | 0.037167 | 53.5676 | 4817 | 20609 | 51522 | 61826 | 74191 | Chatham | 0.26 | 1 | 2.5 | 3.2 | 4 | 0.122 | 0.27 | 0.3 | 0.9 | 1.55 | 0 | 0 | 0 | 0 | 0 | 0.029 | 0.039 | 0.045 | 0.05 | 0.06 | 0.1 | 0.2 | 0.25 | 0.3 | 0.35 | 0.0673 | 0.1988 | 0.4077 | 0.5862 | 0.7851 | 0 | 2 | 4 | 8 | 10 | 0 | 0.047 | 0.087 | 0.217 | 0.337 | 0 | 0 | 0 | 0 | 0 | 0.063 | 0.063 | 0.063 | 0.063 | 0.063
Goldston Gulf SD | 0.073833 | 0.25 | 0 |  | 1251 | 0.057 | 0 | 0 | 0 | 0.003 | 0.013833 | 45.5635 | 1251 | 1251 | 1251 | 1251 | 1251 | Chatham | 0.057 | 0.057 | 0.057 | 0.057 | 0.057 | 0 | 0 | 0 | 0 | 0 | 0 | 0 | 0 | 0 | 0 | 0 | 0 | 0 | 0 | 0 | 0.003 | 0.003 | 0.003 | 0.003 | 0.003 | 0.008 | 0.008 | 0.008 | 0.008 | 0.008 | 0 | 0 | 0 | 0 | 0 | 0 | 0 | 0 | 0 | 0 | 0.25 | 0.25 | 0.25 | 0.25 | 0.25 | 0 | 0 | 0 | 0 | 0
Chatham County Southwest Water System | 0.31817 | 0.5 | 0.0123 |  | 2132 | 0.0963 | 0.056 | 0.0534 | 0.0146 | 0.0523 | 0.033267 | 45.1689 | 2601 | 3019 | 3503 | 4066 | 4719 | Chatham | 0.104 | 0.121 | 0.14 | 0.163 | 0.189 | 0.018 | 0.021 | 0.024 | 0.029 | 0.033 | 0.095 | 0.111 | 0.129 | 0.149 | 0.163 | 0.006 | 0.007 | 0.008 | 0.01 | 0.011 | 0.034 | 0.034 | 0.034 | 0.034 | 0.034 | 0.04 | 0.046 | 0.052 | 0.06 | 0.067 | 0 | 0.5 | 0.5 | 0.5 | 0.5 | 0 | 0 | 0 | 0 | 0 | 0.7682 | 0.7682 | 0.7682 | 0.7682 | 0.7682 | 0.025 | 0.025 | 0.025 | 0.025 | 0.025
Chatham County North Water System | 1.9348 | 7 | 0 |  | 20277 | 1.4177 | 0.1388 | 0.2022 | 0.0289 | 0.0952 | 0.052 | 69.9167 | 25883 | 41610 | 57338 | 73998 | 93995 | Chatham | 2.4 | 3.95 | 5.45 | 6.97 | 8.93 | 0.277 | 0.531 | 0.839 | 1.074 | 1.374 | 0.36 | 0.69 | 1.09 | 1.395 | 1.785 | 0.083 | 0.159 | 0.251 | 0.321 | 0.411 | 0.15 | 0.25 | 0.35 | 0.45 | 0.6 | 0.474 | 0.809 | 1.156 | 1.48 | 1.898 | 7 | 7 | 12 | 12 | 12 | 0 | 0 | 0 | 0 | 0 | 4 | 4 | 4 | 4 | 4 | 0 | 0 | 0 | 0 | 0
Fayetteville | 28.0413 | 85.8 | 3.3496 |  | 205050 | 10.664 | 5.519 | 2.69 | 0 | 3.958 | 1.8606 | 52.0068 | 238298 | 287012 | 339405 | 355921 | 372438 | Cumberland | 11.67 | 15.86 | 18.76 | 19.67 | 20.58 | 6.15 | 8.37 | 9.9 | 10.38 | 10.86 | 5.81 | 9.77 | 13.51 | 18.57 | 23.63 | 0 | 0 | 0 | 0 | 0 | 2.689 | 4.15 | 5.053 | 5.762 | 6.446 | 1.862 | 2.874 | 3.499 | 3.99 | 4.464 | 0 | 0 | 0 | 0 | 0 | 0.353 | 0.557 | 0.777 | 1.275 | 1.525 | 0 | 0 | 0 | 0 | 0 | 4.4206 | 4.4206 | 4.4206 | 4.4206 | 4.4206
Spring Lake | 0.92489 | 2.057 | 0.047 |  | 8949 | 0.36 | 0.21 | 0.026 | 0.0234 | 0.09 | 0.16849 | 40.228 | 9048 | 10094 | 11260 | 12562 | 14014 | Cumberland | 0.37 | 0.42 | 0.47 | 0.51 | 0.56 | 0.21 | 0.23 | 0.26 | 0.29 | 0.33 | 0.03 | 0.034 | 0.039 | 0.042 | 0.046 | 0.029 | 0.033 | 0.037 | 0.041 | 0.044 | 0.12 | 0.12 | 0.12 | 0.12 | 0.12 | 0.2114 | 0.2331 | 0.2579 | 0.2794 | 0.3064 | 0 | 0 | 0 | 0 | 0 | 0 | 0 | 0 | 0 | 0 | 2.057 | 2.057 | 2.057 | 2.057 | 2.057 | 0.047 | 0.047 | 0.047 | 0.047 | 0.047
Stedman | 0.070725 | 0.116 | 0.003 |  | 1090 | 0.06 | 0.01 | 0 | 0.003 | 0 | -0.005275 | 55.0459 | 1187 | 1200 | 1225 | 1250 | 1275 | Cumberland | 0.059 | 0.066 | 0.08 | 0.081 | 0.082 | 0.005 | 0.006 | 0.007 | 0.008 | 0.009 | 0 | 0 | 0 | 0 | 0 | 0.01 | 0.01 | 0.01 | 0.011 | 0.012 | 0 | 0 | 0 | 0 | 0 | 0.014 | 0.015 | 0.016 | 0.017 | 0.018 | 0 | 0 | 0 | 0 | 0 | 0 | 0 | 0 | 0 | 0 | 0.116 | 0.116 | 0.116 | 0.116 | 0.116 | 0.003 | 0.003 | 0.003 | 0.003 | 0.003
Falcon | 0.08825 | 0.2 | 0.0095 |  | 731 | 0.036 | 0.03 | 0 | 0.0115 | 0 | 0.00125 | 49.2476 | 719 | 740 | 748 | 755 | 763 | Cumberland | 0.059 | 0.062 | 0.063 | 0.063 | 0.064 | 0.034 | 0.034 | 0.035 | 0.035 | 0.035 | 0 | 0 | 0 | 0 | 0 | 0.012 | 0.013 | 0.013 | 0.014 | 0.015 | 0.001 | 0.001 | 0.001 | 0.001 | 0.001 | 0.006 | 0.006 | 0.006 | 0.006 | 0.006 | 0 | 0 | 0 | 0 | 0 | 0 | 0 | 0 | 0 | 0 | 0.2 | 0.2 | 0.2 | 0.2 | 0.2 | 0.04 | 0.04 | 0.04 | 0.04 | 0.04
Wade | 0.043417 | 0.344 | 0 |  | 634 | 0.033 | 0.0019 | 0 | 0.0034 | 0.0006 | 0.0045167 | 52.0505 | 628 | 634 | 640 | 646 | 653 | Cumberland | 0.0345 | 0.0349 | 0.0352 | 0.0356 | 0.0359 | 0.003 | 0.003 | 0.0031 | 0.0031 | 0.0032 | 0 | 0 | 0 | 0 | 0 | 0.006 | 0.0061 | 0.0061 | 0.0062 | 0.0062 | 0.002 | 0.002 | 0.002 | 0.002 | 0.002 | 0.006 | 0.006 | 0.006 | 0.006 | 0.006 | 0 | 0 | 0 | 0 | 0 | 0 | 0 | 0 | 0 | 0 | 0 | 0 | 0 | 0 | 0 | 0 | 0 | 0 | 0 | 0
Linden | 0.1351 | 0.25 | 0.005 |  | 1973 | 0.1052 | 0.0112 | 0 | 0.0013 | 0.001 | 0.0114 | 53.3198 | 2034 | 2370 | 2420 | 3121 | 3581 | Cumberland | 0.1084 | 0.1262 | 0.1448 | 0.1661 | 0.1905 | 0.0115 | 0.0134 | 0.0154 | 0.0177 | 0.0203 | 0 | 0 | 0 | 0 | 0 | 0.0041 | 0.0048 | 0.0055 | 0.0063 | 0.0072 | 0.001 | 0.001 | 0.001 | 0.001 | 0.001 | 0.0123 | 0.0143 | 0.0164 | 0.0188 | 0.0216 | 0 | 0 | 0 | 0 | 0 | 0 | 0 | 0 | 0 | 0 | 0.25 | 0.25 | 0.25 | 0.25 | 0.25 | 0.005 | 0.005 | 0.005 | 0.005 | 0.005
Godwin | 0.010917 | 0.04 | 0 |  | 275 | 0.0106 | 0 | 0 | 0.0003 | 0.0001 | -8.3333e-05 | 38.5455 | 275 | 285 | 295 | 305 | 315 | Cumberland | 0.0106 | 0.011 | 0.012 | 0.0123 | 0.0124 | 0 | 0 | 0 | 0 | 0 | 0 | 0 | 0 | 0 | 0 | 0.0003 | 0.0003 | 0.0004 | 0.0004 | 0.004 | 0.0001 | 0.0001 | 0.0001 | 0.0001 | 0.0001 | 0.0003 | 0.0003 | 0.0003 | 0.0004 | 0.0004 | 0 | 0 | 0 | 0 | 0 | 0 | 0 | 0 | 0 | 0 | 0.04 | 0.04 | 0.04 | 0.04 | 0.04 | 0 | 0 | 0 | 0 | 0
Brookwood Community | 1.2198 | 2.452 | 0 |  | 15615 | 1.018 | 0.062 | 0 | 0 | 0.0001 | 0.13973 | 65.1937 | 16800 | 16750 | 16700 | 16650 | 16600 | Cumberland | 1.05 | 1 | 0.95 | 0.9 | 0.85 | 0.068 | 0.065 | 0.063 | 0.06 | 0.055 | 0 | 0 | 0 | 0 | 0 | 0 | 0 | 0 | 0 | 0 | 0 | 0 | 0 | 0 | 0 | 0.031 | 0.029 | 0.028 | 0.026 | 0.025 | 0 | 0 | 0 | 0 | 0 | 0 | 0 | 0 | 0 | 0 | 0 | 0 | 0 | 0 | 0 | 0 | 0 | 0 | 0 | 0
Cliffdale West | 1.11 | 1.974 | 0 |  | 15160 | 1.018 | 0.017 | 0 | 0 | 0.0001 | 0.074942 | 67.1504 | 14080 | 14000 | 13900 | 13800 | 13700 | Cumberland | 1 | 0.98 | 0.975 | 0.95 | 0.9 | 0.022 | 0.02 | 0.018 | 0.015 | 0.012 | 0 | 0 | 0 | 0 | 0 | 0 | 0 | 0 | 0 | 0 | 0 | 0 | 0 | 0 | 0 | 0.015 | 0.015 | 0.015 | 0.014 | 0.013 | 0 | 0 | 0 | 0 | 0 | 0 | 0 | 0 | 0 | 0 | 0 | 0 | 0 | 0 | 0 | 0 | 0 | 0 | 0 | 0
Durham | 29.5867 | 44.4 | 0.092581 |  | 289076 | 13.88 | 6.25 | 2.35 | 3.54 | 0.78 | 2.6941 | 48.0151 | 292743 | 329421 | 372423 | 415425 | 458426 | Durham | 15.47 | 17.46 | 19.37 | 21.19 | 22.92 | 7.19 | 8.4 | 9.5 | 10.53 | 11.49 | 1.24 | 1.47 | 1.68 | 1.89 | 2.07 | 2.19 | 2.41 | 2.63 | 2.84 | 3.05 | 1.04 | 1.16 | 1.3 | 1.42 | 1.51 | 3.53 | 3.24 | 3.62 | 3.98 | 3.33 | 0 | 5.2 | 5.2 | 5.2 | 5.2 | 0 | 0 | 0 | 0 | 0 | 0 | 0 | 0 | 0 | 0 | 4 | 0 | 0 | 0 | 0
Dunn | 2.8856 | 12 | 1.424 |  | 9541 | 0.485 | 0.371 | 0.025 | 0.045 | 0.15 | 0.38558 | 50.8332 | 9900 | 10000 | 10100 | 10200 | 10300 | Harnett | 0.5 | 0.515 | 0.525 | 0.535 | 0.545 | 0.38 | 0.4 | 0.42 | 0.44 | 0.46 | 0.03 | 0.035 | 0.04 | 0.045 | 0.05 | 0.05 | 0.055 | 0.06 | 0.065 | 0.07 | 0.155 | 0.16 | 0.165 | 0.17 | 0.175 | 0.4 | 0.4179 | 0.4341 | 0.4502 | 0.4664 | 0 | 0 | 0 | 0 | 0 | 0 | 0 | 0 | 0 | 0 | 0 | 0 | 0 | 0 | 0 | 3.562 | 3.562 | 3.562 | 3.562 | 3.562
Angier | 0.47275 | 2.02 | 0 |  | 6457 | 0.302 | 0.048 | 0.006 | 0.018 | 0.0242 | 0.07455 | 46.7709 | 8000 | 10000 | 15000 | 20000 | 25000 | Harnett | 0.4 | 0.487 | 0.731 | 0.974 | 1.2 | 0.061 | 0.085 | 0.1 | 0.125 | 0.15 | 0.006 | 0.01 | 0.013 | 0.016 | 0.019 | 0.006 | 0.01 | 0.012 | 0.015 | 0.018 | 0.006 | 0.008 | 0.009 | 0.01 | 0.011 | 0.077 | 0.12 | 0.148 | 0.23 | 0.24 | 0 | 0 | 0 | 0 | 0 | 0 | 0 | 0 | 0 | 0 | 2.02 | 2.02 | 2.02 | 2.02 | 2.02 | 0 | 0 | 0 | 0 | 0
Coats | 0.14753 | 0.72 | 0 |  | 2692 | 0.1093 | 0.016 | 0 | 0.004 | 0.001 | 0.017233 | 40.6018 | 2772 | 3211 | 3665 | 4183 | 4774 | Harnett | 0.112 | 0.1303 | 0.1487 | 0.1697 | 0.1936 | 0.0165 | 0.1907 | 0.2177 | 0.2484 | 0.2834 | 0 | 0 | 0 | 0 | 0 | 0.0041 | 0.0048 | 0.0054 | 0.0062 | 0.0071 | 0.001 | 0.001 | 0.0011 | 0.0011 | 0.0011 | 0.0171 | 0.0419 | 0.0478 | 0.0545 | 0.0622 | 0 | 0 | 0 | 0 | 0 | 0 | 0 | 0 | 0 | 0 | 0.72 | 0.72 | 0.72 | 0.72 | 0.72 | 0 | 0 | 0 | 0 | 0
Lillington | 0.37736 | 2 | 0.0368 |  | 3883 | 0.1096 | 0.0339 | 0.0083 | 0.1124 | 0.001 | 0.075358 | 28.2256 | 4032 | 4067 | 5765 | 6830 | 8090 | Harnett | 0.1138 | 0.1373 | 0.1626 | 0.1926 | 0.2281 | 0.0352 | 0.0424 | 0.0502 | 0.0595 | 0.0705 | 0.0083 | 0.0083 | 0.0053 | 0.0083 | 0.0083 | 0.1167 | 0.1408 | 0.1667 | 0.1975 | 0.2339 | 0.001 | 0.001 | 0.001 | 0.001 | 0.001 | 0.0771 | 0.0925 | 0.1082 | 0.1287 | 0.152 | 0 | 0 | 0 | 0 | 0 | 0 | 0 | 0 | 0 | 0 | 2 | 2 | 2 | 2 | 2 | 0.0368 | 0.0368 | 0.0368 | 0.0368 | 0.0368
Harnett Regional Water System | 19.1702 | 59.4357 | 10.5033 |  | 101389 | 5.186 | 0.338 | 0.0129 | 0.176 | 1.111 | 1.843 | 51.1495 | 123622 | 142707 | 161791 | 180876 | 199960 | Harnett | 6.305 | 7.278 | 8.251 | 9.225 | 10.198 | 0.3414 | 0.3771 | 0.4165 | 0.4601 | 0.5083 | 0.013 | 0.0144 | 0.0159 | 0.0176 | 0.0194 | 0.1778 | 0.1964 | 0.2169 | 0.2396 | 0.2647 | 1.1221 | 1.2395 | 1.3692 | 1.5124 | 1.6707 | 2.1494 | 2.4589 | 2.7733 | 3.0934 | 3.4191 | 0 | 0 | 0 | 0 | 0 | 0 | 0 | 0 | 0 | 0 | 1 | 1 | 1 | 1 | 1 | 32.28 | 32.28 | 32.28 | 32.28 | 32.28
Raeford | 1.045 | 3.527 | 0 |  | 4983 | 0.2726 | 0.137 | 0.3953 | 0.01 | 0 | 0.2301 | 54.706 | 4800 | 5280 | 5800 | 6300 | 6800 | Hoke | 0.264 | 0.2904 | 0.319 | 0.3465 | 0.374 | 0.16 | 0.17 | 0.18 | 0.19 | 0.2 | 0.4421 | 0.4426 | 0.443 | 0.4435 | 0.4439 | 0.013 | 0.014 | 0.015 | 0.016 | 0.017 | 0 | 0 | 0 | 0 | 0 | 0.13 | 0.1305 | 0.131 | 0.1315 | 0.132 | 0 | 0 | 0 | 0 | 0 | 0 | 0 | 0 | 0 | 0 | 0 | 0 | 0 | 0 | 0 | 0 | 0 | 0 | 0 | 0
Hoke County Regional Water System | ERROR | 3.853 | 0 |  | 0 | 0 | 0 | 0 | 0 | 0 | #VALUE! | ERROR | 48000 | 53000 | 58000 | 63000 | 68000 | Hoke | 2.16 | 2.385 | 2.61 | 2.835 | 3.06 | 0.17 | 0.187 | 0.206 | 0.226 | 0.249 | 0 | 0 | 0 | 0 | 0 | 0 | 0 | 0 | 0 | 0 | 0.15 | 0.165 | 0.18 | 0.195 | 0.21 | 0.383 | 0.433 | 0.475 | 0.516 | 0.558 | 0 | 0 | 0 | 0 | 0 | 0 | 0 | 0 | 0 | 0 | 1.025 | 1.025 | 1.025 | 1.025 | 1.025 | 0 | 0 | 0 | 0 | 0
Smithfield | 3.8653 | 6.2 | 2.362 |  | 12500 | 1.003 | 0.269 | 0.006 | 0.0312 | 0.075 | 0.11913 | 80.24 | 12500 | 12650 | 12750 | 12850 | 12950 | Johnston | 1.1773 | 1.1891 | 1.1985 | 1.2079 | 1.2173 | 0.26 | 0.2678 | 0.2758 | 0.2841 | 0.2926 | 0.0046 | 0.0046 | 0.0046 | 0.0046 | 0.0046 | 0.0225 | 0.0225 | 0.0225 | 0.0225 | 0.0225 | 0.188 | 0.19 | 0.192 | 0.194 | 0.196 | 0.1 | 0.1 | 0.1 | 0.1 | 0.1 | 0 | 0 | 0 | 0 | 0 | 0 | 0 | 0 | 0 | 0 | 0 | 0 | 0 | 0 | 0 | 2.5 | 2.5 | 2.5 | 2.5 | 2.5
Selma | 0.62817 | 1.55 | 0 |  | 6138 | 0.249 | 0.212 | 0 | 0 | 0.0517 | 0.11547 | 40.567 | 6156 | 6256 | 6356 | 6456 | 6556 | Johnston | 0.2638 | 0.26 | 0.27 | 0.2712 | 0.2754 | 0.213 | 0.223 | 0.233 | 0.243 | 0.253 | 0 | 0 | 0 | 0 | 0 | 0 | 0 | 0 | 0 | 0 | 0.052 | 0.053 | 0.054 | 0.055 | 0.056 | 0.1135 | 0.1181 | 0.1228 | 0.1274 | 0.132 | 0 | 0 | 0 | 0 | 0 | 0 | 0 | 0 | 0 | 0 | 0 | 0 | 0 | 0 | 0 | 0 | 0 | 0 | 0 | 0
Clayton | 3.919 | 4.75 | 0 |  | 23229 | 1.933 | 0.433 | 1.117 | 0.152 | 0.02 | 0.264 | 83.2149 | 25234 | 33912 | 45575 | 61248 | 82313 | Johnston | 1.991 | 2.676 | 3.596 | 4.833 | 6.495 | 0.446 | 0.599 | 0.806 | 1.083 | 1.455 | 1.401 | 3.512 | 4.719 | 6.342 | 8.524 | 0.157 | 0.21 | 0.283 | 0.38 | 0.511 | 0.021 | 0.028 | 0.037 | 0.05 | 0.067 | 0.435 | 0.531 | 0.647 | 0.789 | 1.62 | 1 | 5 | 8.5 | 12.85 | 18.85 | 0 | 0 | 0 | 0 | 0 | 4.75 | 4.75 | 4.75 | 4.75 | 4.75 | 0 | 0 | 0 | 0 | 0
Benson | 0.81192 | 1.29 | 0.002 |  | 4000 | 0.186 | 0.101 | 0.37 | 0.012 | 0.068 | 0.072917 | 46.5 | 4050 | 4550 | 5150 | 5650 | 6150 | Johnston | 0.205 | 0.21 | 0.22 | 0.23 | 0.235 | 0.103 | 0.105 | 0.107 | 0.121 | 0.122 | 0.37 | 0.37 | 0.37 | 0.37 | 0.37 | 0.014 | 0.016 | 0.016 | 0.016 | 0.016 | 0.065 | 0.06 | 0.055 | 0.05 | 0.045 | 0.0697 | 0.0711 | 0.0715 | 0.0735 | 0.074 | 0 | 0 | 0 | 0 | 0 | 0 | 0 | 0 | 0 | 0 | 1.29 | 1.29 | 1.29 | 1.29 | 1.29 | 0.01 | 0.01 | 0.01 | 0.01 | 0.01
Kenly | 0.168 | 0.3 | 0 |  | 1400 | 0.0533 | 0.1055 | 0 | 0.0001 | 0.0009 | 0.0082 | 38.0714 | 1400 | 1414 | 1428 | 1442 | 1457 | Johnston | 0.063 | 0.0636 | 0.0643 | 0.0649 | 0.0656 | 0.12 | 0.122 | 0.124 | 0.126 | 0.128 | 0 | 0 | 0 | 0 | 0 | 0.002 | 0.002 | 0.002 | 0.002 | 0.002 | 0.001 | 0.001 | 0.001 | 0.001 | 0.001 | 0.012 | 0.012 | 0.012 | 0.012 | 0.012 | 0 | 0 | 0 | 0 | 0 | 0 | 0 | 0 | 0 | 0 | 0.3 | 0.3 | 0.3 | 0.3 | 0.3 | 0 | 0 | 0 | 0 | 0
Four Oaks | 0.2789 | 0.3 | 0 |  | 2934 | 0.1479 | 0.0791 | 0.0026 | 0.0159 | 0.0153 | 0.0181 | 50.409 | 3200 | 3500 | 3875 | 4150 | 4850 | Johnston | 0.16 | 0.175 | 0.1938 | 0.2075 | 0.2425 | 0.0849 | 0.1383 | 0.2253 | 0.367 | 0.5978 | 0.0073 | 0.0087 | 0.0105 | 0.0126 | 0.0151 | 0.018 | 0.0293 | 0.0477 | 0.0777 | 0.1266 | 0.009 | 0.0108 | 0.013 | 0.0156 | 0.0187 | 0.021 | 0.023 | 0.026 | 0.035 | 0.05 | 0.35 | 0.35 | 0.35 | 0.35 | 0.35 | 0 | 0 | 0 | 0 | 0 | 0.3 | 0.3 | 0.3 | 0.3 | 0.3 | 0 | 0 | 0 | 0 | 0
Pine Level | 0.15381 | 0.337 | 0 |  | 1875 | 0.1264 | 0.0071 | 0.0011 | 0.0029 | 0.0049 | 0.011408 | 67.4133 | 1910 | 2195 | 2525 | 2900 | 3340 | Johnston | 0.1203 | 0.1383 | 0.1591 | 0.1827 | 0.2104 | 0.007 | 0.0081 | 0.0093 | 0.0106 | 0.0122 | 0.0013 | 0.0015 | 0.0018 | 0.002 | 0.0023 | 0.0026 | 0.003 | 0.0034 | 0.004 | 0.0045 | 0.003 | 0.0032 | 0.0033 | 0.0035 | 0.0036 | 0.009 | 0.009 | 0.011 | 0.013 | 0.014 | 0 | 0 | 0 | 0 | 0 | 0 | 0 | 0 | 0 | 0 | 0.037 | 0.037 | 0.037 | 0.037 | 0.037 | 0 | 0 | 0 | 0 | 0
Micro | 0.041667 | 0.175 | 0 |  | 444 | 0.027 | 0.002 | 0 | 0.011 | 0.001 | 0.00066667 | 60.8108 | 470 | 629 | 816 | 1059 | 1375 | Johnston | 0.0307 | 0.041 | 0.0532 | 0.069 | 0.0895 | 0.0021 | 0.0028 | 0.0037 | 0.0048 | 0.0062 | 0 | 0 | 0 | 0 | 0 | 0.0135 | 0.0162 | 0.0194 | 0.0233 | 0.028 | 0.001 | 0.001 | 0.001 | 0.001 | 0.001 | 0.003 | 0.0035 | 0.004 | 0.0048 | 0.006 | 0 | 0 | 0 | 0 | 0 | 0 | 0 | 0 | 0 | 0 | 0 | 0 | 0 | 0 | 0 | 0 | 0 | 0 | 0 | 0
Princeton | 0.139 | 0.1697 | 0 |  | 1250 | 0.0681 | 0.0187 | 0 | 0 | 0.0333 | 0.0189 | 54.48 | 1275 | 1403 | 1543 | 1697 | 1867 | Johnston | 0.065 | 0.0716 | 0.0787 | 0.0865 | 0.0952 | 0.02 | 0.024 | 0.028 | 0.032 | 0.036 | 0 | 0 | 0 | 0 | 0 | 0 | 0 | 0 | 0 | 0 | 0.016 | 0.0165 | 0.017 | 0.0175 | 0.018 | 0.018 | 0.02 | 0.021 | 0.024 | 0.026 | 0.0062 | 0.0228 | 0.0427 | 0.0641 | 0.087 | 0 | 0 | 0 | 0 | 0 | 0.1697 | 0.1697 | 0.1697 | 0.1697 | 0.1697 | 0 | 0 | 0 | 0 | 0
Johnston County | 13.6671 | 19.96 | 5.9284 |  | 88035 | 4.7175 | 0.4919 | 0.0381 | 0.073 | 2.287 | 0.13121 | 53.5866 | 102588 | 151839 | 193459 | 221965 | 250750 | Johnston | 5.16 | 7.592 | 9.673 | 11.0983 | 12.5375 | 0.71 | 0.94 | 1.095 | 1.136 | 1.161 | 0.05 | 0.066 | 0.077 | 0.08 | 0.082 | 0.094 | 0.12 | 0.144 | 0.15 | 0.153 | 2.287 | 1.5 | 1.7 | 1.9 | 2.2 | 0.4544 | 0.4999 | 0.5498 | 0.6048 | 0.6653 | 2.15 | 19.99 | 19.99 | 18 | 18 | 0.75 | 5.25 | 5.25 | 5.25 | 5.25 | 7.96 | 7.96 | 6.46 | 6.46 | 6.46 | 8.6262 | 8.6262 | 8.6262 | 8.6262 | 8.6262
Flowers Plantation | 0.53308 | 0.7935 | 0 |  | 7750 | 0.469 | 0.034 | 0 | 0 | 0.001 | 0.029083 | 60.5161 | 8018 | 8100 | 8100 | 8100 | 8100 | Johnston | 0.4891 | 0.4941 | 0.4941 | 0.4941 | 0.4941 | 0.038 | 0.038 | 0.038 | 0.038 | 0.038 | 0 | 0 | 0 | 0 | 0 | 0 | 0 | 0 | 0 | 0 | 0.004 | 0.004 | 0.004 | 0.004 | 0.004 | 0.045 | 0.05 | 0.055 | 0.06 | 0.065 | 0 | 0 | 0 | 0 | 0 | 0 | 0 | 0 | 0 | 0 | 0.7935 | 0.7935 | 0.7935 | 0.7935 | 0.7935 | 0 | 0 | 0 | 0 | 0
Sanford | 7.5043 | 12.6 | 0.8072 |  | 47977 | 2.0432 | 1.3426 | 0.5171 | 1.1388 | 0.5835 | 1.0719 | 42.5871 | 48091 | 55305 | 63601 | 73141 | 84112 | Lee | 2.0704 | 2.381 | 2.7381 | 3.1488 | 3.6211 | 1.4389 | 1.7267 | 2.0721 | 2.4865 | 2.9838 | 0.558 | 0.636 | 0.715 | 0.794 | 0.873 | 0.597 | 0.621 | 0.646 | 0.672 | 0.698 | 1.4102 | 1.4807 | 1.5547 | 1.6324 | 1.7141 | 1.1626 | 1.3101 | 1.4787 | 1.6715 | 1.8928 | 0 | 6 | 6 | 6 | 6 | 0 | 0 | 0 | 0 | 0 | 0 | 0 | 0 | 0 | 0 | 2.339 | 2.339 | 2.339 | 2.339 | 2.339
Broadway | 0.08975 | 0.3 | 0 |  | 1654 | 0.0704 | 0.009 | 0 | 0.001 | 0.001 | 0.00835 | 42.5635 | 1848 | 2113 | 2430 | 2795 | 3186 | Lee | 0.086 | 0.099 | 0.114 | 0.131 | 0.152 | 0.015 | 0.024 | 0.028 | 0.032 | 0.035 | 0 | 0 | 0 | 0 | 0.001 | 0.006 | 0.007 | 0.008 | 0.009 | 0.01 | 0 | 0 | 0 | 0 | 0 | 0.011 | 0.011 | 0.011 | 0.011 | 0.011 | 0 | 0 | 0 | 0 | 0 | 0 | 0 | 0 | 0 | 0 | 0.3 | 0.3 | 0.3 | 0.3 | 0.3 | 0 | 0 | 0 | 0 | 0
Carolina Trace WS | 0.20597 | 0.289 | 0 |  | 4539 | 0.1825 | 0.0042 | 0 | 0 | 0.0053 | 0.013967 | 40.2071 | 5220 | 5220 | 5220 | 5220 | 5220 | Lee | 0.2 | 0.2 | 0.2 | 0.2 | 0.2 | 0.004 | 0.004 | 0.004 | 0.004 | 0.004 | 0 | 0 | 0 | 0 | 0 | 0 | 0 | 0 | 0 | 0 | 0.009 | 0.009 | 0.009 | 0.009 | 0.009 | 0.0158 | 0.0158 | 0.0158 | 0.0158 | 0.0158 | 0 | 0 | 0 | 0 | 0 | 0 | 0 | 0 | 0 | 0 | 0.289 | 0.289 | 0.289 | 0.289 | 0.289 | 0 | 0 | 0 | 0 | 0
Montgomery Co | 2.5833 | 6 | 1.4501 |  | 14300 | 0.54 | 0.285 | 0 | 0 | 1.1 | -0.79185 | 37.7622 | 14900 | 15870 | 16900 | 18000 | 19170 | Montgomery | 0.497 | 0.529 | 0.563 | 0.6 | 0.639 | 0.309 | 0.34 | 0.374 | 0.411 | 0.452 | 0 | 0 | 0 | 0 | 0 | 0 | 0 | 0 | 0 | 0 | 0.04 | 0.042 | 0.044 | 0.046 | 0.048 | 0.339 | 0.365 | 0.393 | 0.424 | 0.456 | 0 | 0 | 0 | 0 | 0 | 0 | 0 | 0 | 0 | 0 | 0 | 0 | 0 | 0 | 0 | 2.344 | 2.344 | 2.344 | 2.344 | 2.344
Mount Gilead | 0.10118 | 0.2 | 0 |  | 1575 | 0.0833 | 0 | 0 | 0 | 0.001 | 0.016875 | 52.8889 | 1578 | 1590 | 1602 | 1613 | 1625 | Montgomery | 0.0834 | 0.084 | 0.0846 | 0.0852 | 0.0858 | 0 | 0 | 0 | 0 | 0 | 0 | 0 | 0 | 0 | 0 | 0 | 0 | 0 | 0 | 0 | 0.001 | 0.001 | 0.001 | 0.001 | 0.001 | 0.0167 | 0.0168 | 0.017 | 0.0171 | 0.0172 | 0 | 0 | 0 | 0 | 0 | 0 | 0 | 0 | 0 | 0 | 0.2 | 0.2 | 0.2 | 0.2 | 0.2 | 0 | 0 | 0 | 0 | 0
Troy | 0.38658 | 0.6 | 0.0208 |  | 3591 | 0.0725 | 0.015 | 0.283 | 0.003 | 0.0005 | -0.0082167 | 20.1894 | 3600 | 3610 | 3620 | 3630 | 3640 | Montgomery | 0.2317 | 0.2324 | 0.2331 | 0.2338 | 0.2345 | 0.045 | 0.045 | 0.045 | 0.045 | 0.045 | 0.06 | 0.06 | 0.06 | 0.06 | 0.06 | 0.01 | 0.01 | 0.01 | 0.01 | 0.01 | 0.01 | 0.01 | 0.01 | 0.01 | 0.01 | 0.0031 | 0.0031 | 0.0031 | 0.0031 | 0.0031 | 0 | 0 | 0 | 0 | 0 | 0 | 0 | 0 | 0 | 0 | 0.6 | 0.6 | 0.6 | 0.6 | 0.6 | 0.0208 | 0.0208 | 0.0208 | 0.0208 | 0.0208
Star | ERROR | 0 | 0 |  | #N/A | 0 | 0 | 0 | 0 | 0 | #VALUE! | ERROR | 0 | 0 | 0 | 0 | 0 | Montgomery | 0 | 0 | 0 | 0 | 0 | 0 | 0 | 0 | 0 | 0 | 0 | 0 | 0 | 0 | 0 | 0 | 0 | 0 | 0 | 0 | 0 | 0 | 0 | 0 | 0 | 0 | 0 | 0 | 0 | 0 | 0 | 0 | 0 | 0 | 0 | 0 | 0 | 0 | 0 | 0 | 0 | 0 | 0 | 0 | 0 | 0 | 0 | 0 | 0 | 0
Candor | 0.13042 | 0.17 | 0 |  | 843 | 0.042 | 0.015 | 0.063 | 0.003 | 0 | 0.0074167 | 49.8221 | 850 | 850 | 850 | 850 | 850 | Montgomery | 0.04 | 0.04 | 0.04 | 0.04 | 0.04 | 0.015 | 0.015 | 0.015 | 0.015 | 0.015 | 0.063 | 0.063 | 0.063 | 0.063 | 0.063 | 0.002 | 0.002 | 0.002 | 0.002 | 0.002 | 0 | 0 | 0 | 0 | 0 | 0.0064 | 0.0064 | 0.0064 | 0.0064 | 0.0064 | 0 | 0 | 0 | 0 | 0 | 0 | 0 | 0 | 0 | 0 | 0.17 | 0.17 | 0.17 | 0.17 | 0.17 | 0 | 0 | 0 | 0 | 0
Biscoe | 0.34822 | 0.9 | 0 |  | 1752 | 0.0942 | 0.1079 | 0.0581 | 0.0299 | 0.001 | 0.057125 | 53.7671 | 1752 | 1752 | 1752 | 1752 | 1752 | Montgomery | 0.0942 | 0.0942 | 0.0942 | 0.0942 | 0.0942 | 0.1079 | 0.1079 | 0.1079 | 0.1079 | 0.1079 | 0.0581 | 0.0581 | 0.0581 | 0.0581 | 0.0581 | 0.0299 | 0.0299 | 0.0299 | 0.0299 | 0.0299 | 0.01 | 0.01 | 0.01 | 0.01 | 0.01 | 0.0586 | 0.0586 | 0.0586 | 0.0586 | 0.0586 | 0 | 0 | 0 | 0 | 0 | 0 | 0 | 0 | 0 | 0 | 0.9 | 0.9 | 0.9 | 0.9 | 0.9 | 0 | 0 | 0 | 0 | 0
Badin Shores Resort | 0.1715 | 1 | 0 |  | 300 | 0 | 0 | 0 | 0 | 0 | 0.1715 | 0 | 350 | 400 | 425 | 450 | 500 | Montgomery | 0.05 | 0.05 | 0.05 | 0.05 | 0.05 | 0 | 0 | 0 | 0 | 0 | 0 | 0 | 0 | 0 | 0 | 0 | 0 | 0 | 0 | 0 | 0 | 0 | 0 | 0 | 0 | 0.01 | 0.01 | 0.01 | 0.01 | 0.01 | 0 | 0 | 0 | 0 | 0 | 0 | 0 | 0 | 0 | 0 | 1 | 1 | 1 | 1 | 1 | 0 | 0 | 0 | 0 | 0
Southern Pines | 3.5481 | 14 | 0.81694 |  | 14472 | 1.4922 | 0.4608 | 0.0037 | 0.1602 | 0.2305 | 0.38376 | 103.1095 | 14645 | 16662 | 18661 | 20901 | 23409 | Moore | 1.443 | 1.6161 | 1.8101 | 2.0273 | 2.2705 | 0.5957 | 0.7149 | 0.8578 | 1.0294 | 1.2353 | 0.0053 | 0.0064 | 0.0076 | 0.0092 | 0.011 | 0.387 | 0.464 | 0.557 | 0.669 | 0.802 | 0.07 | 0.075 | 0.08 | 0.085 | 0.09 | 0.35 | 0.36 | 0.37 | 0.38 | 0.39 | 0 | 0 | 0 | 0 | 0 | 0.6 | 0.6 | 0.6 | 0.6 | 0.6 | 0.0096 | 0.0096 | 0.0096 | 0.0096 | 0.0096 | 1.4954 | 1.4954 | 1.4954 | 1.4954 | 1.4954
Robbins Water System | 0.1787 | 0.25 | 0.0461 |  | 1097 | 0.0725 | 0.0205 | 0.005 | 0.0072 | 0.004 | 0.0234 | 66.0893 | 1140 | 1200 | 1250 | 1300 | 1350 | Moore | 0.081 | 0.083 | 0.085 | 0.087 | 0.089 | 0.015 | 0.016 | 0.017 | 0.018 | 0.019 | 0.005 | 0.005 | 0.005 | 0.005 | 0.005 | 0.008 | 0.009 | 0.009 | 0.01 | 0.01 | 0.006 | 0.0055 | 0.0055 | 0.005 | 0.005 | 0.0229 | 0.0236 | 0.0242 | 0.0249 | 0.0255 | 0 | 0 | 0 | 0 | 0 | 0 | 0 | 0 | 0 | 0 | 0.25 | 0.25 | 0.25 | 0.25 | 0.25 | 0.05 | 0.05 | 0.05 | 0.05 | 0.05
Aberdeen | 1.3807 | 2.0126 | 0.44426 |  | 7859 | 0.5028 | 0.1925 | 0.0347 | 0.0416 | 0.0092 | 0.1556 | 63.9776 | 8016 | 9619 | 11543 | 13852 | 16622 | Moore | 0.489 | 0.5868 | 0.7042 | 0.845 | 1.014 | 0.2 | 0.24 | 0.2886 | 0.3456 | 0.4147 | 0.04 | 0.04 | 0.04 | 0.04 | 0.04 | 0.04 | 0.0404 | 0.0408 | 0.0412 | 0.0416 | 0.0045 | 0.0047 | 0.0049 | 0.0051 | 0.0053 | 0.11 | 0.112 | 0.114 | 0.116 | 0.118 | 0 | 0 | 0.05 | 0.05 | 0.05 | 0 | 0 | 0 | 0 | 0 | 0 | 0 | 0 | 0 | 0 | 0.4448 | 0.4448 | 0.4448 | 0.4448 | 0.4448
Carthage | 0.2995 | 1 | 0 |  | 3240 | 0.2381 | 0.007 | 0 | 0.002 | 0.02 | 0.0324 | 73.4877 | 2600 | 2800 | 3000 | 3200 | 3300 | Moore | 0.188 | 0.191 | 0.2 | 0.225 | 0.253 | 0.069 | 0.075 | 0.075 | 0.078 | 0.09 | 0.016 | 0.017 | 0.018 | 0.018 | 0.02 | 0.1 | 0.11 | 0.11 | 0.111 | 0.112 | 0.126 | 0.14 | 0.15 | 0.16 | 0.167 | 0.0512 | 0.0547 | 0.0567 | 0.0607 | 0.0658 | 0 | 0 | 0 | 0 | 0 | 0 | 0 | 0 | 0 | 0 | 0 | 0 | 0 | 0 | 0 | 0 | 0 | 0 | 0 | 0
Pinebluff | 0.12225 | 0.59 | 0 |  | 1948 | 0.0888 | 0.01 | 0.01 | 0 | 0.002 | 0.01145 | 45.5852 | 1967 | 1987 | 2007 | 2027 | 2047 | Moore | 0.0896 | 0.0904 | 0.0912 | 0.092 | 0.0928 | 0.01 | 0.0101 | 0.0102 | 0.0103 | 0.0104 | 0.01 | 0.0101 | 0.0102 | 0.0103 | 0.0104 | 0 | 0 | 0 | 0 | 0 | 0.0025 | 0.0025 | 0.0025 | 0.0025 | 0.0025 | 0.016 | 0.0165 | 0.017 | 0.0175 | 0.0177 | 0 | 0 | 0 | 0 | 0 | 0 | 0 | 0 | 0 | 0 | 0 | 0 | 0 | 0 | 0 | 0 | 0 | 0 | 0 | 0
Taylortown | 0.050292 | 0.1274 | 0 |  | 1436 | 0.052 | 0 | 0 | 0 | 0 | -0.0017083 | 36.2117 | 945 | 973 | 1002 | 1032 | 1032 | Moore | 0.064 | 0.066 | 0.069 | 0.072 | 0.072 | 0 | 0 | 0 | 0 | 0 | 0 | 0 | 0 | 0 | 0 | 0 | 0 | 0 | 0 | 0 | 0 | 0 | 0 | 0 | 0 | 0.004 | 0.004 | 0.004 | 0.005 | 0.005 | 0 | 0 | 0 | 0 | 0 | 0 | 0 | 0 | 0 | 0 | 0 | 0 | 0 | 0 | 0 | 0 | 0 | 0 | 0 | 0
Cameron | 0.024283 | 0.083 | 0 |  | 490 | 0.0085 | 0.0002 | 0 | 0.0001 | 0.0003 | 0.015183 | 17.3469 | 573 | 630 | 693 | 762 | 831 | Moore | 0.029 | 0.031 | 0.033 | 0.035 | 0.037 | 0.002 | 0.002 | 0.002 | 0.002 | 0.002 | 0 | 0 | 0 | 0 | 0 | 0.002 | 0.002 | 0.002 | 0.002 | 0.002 | 0 | 0 | 0 | 0 | 0 | 0.003 | 0.004 | 0.004 | 0.004 | 0.004 | 0 | 0 | 0 | 0 | 0 | 0 | 0 | 0 | 0 | 0 | 0 | 0 | 0 | 0 | 0 | 0 | 0 | 0 | 0 | 0
Moore County Public Utilities-Vass | 0.082667 | 0.2 | 0 |  | 1430 | 0.0499 | 0.0214 | 0 | 0 | 0.0035 | 0.0078667 | 34.8951 | 1440 | 1550 | 1700 | 1800 | 1900 | Moore | 0.0503 | 0.0541 | 0.0593 | 0.0628 | 0.0663 | 0.0215 | 0.0225 | 0.0235 | 0.0245 | 0.0255 | 0 | 0 | 0 | 0 | 0 | 0.002 | 0.002 | 0.002 | 0.003 | 0.003 | 0.0035 | 0.004 | 0.0045 | 0.005 | 0.0055 | 0.008 | 0.011 | 0.012 | 0.014 | 0.016 | 0 | 0 | 0 | 0 | 0 | 0 | 0 | 0 | 0 | 0 | 0.2 | 0.2 | 0.2 | 0.2 | 0.2 | 0 | 0 | 0 | 0 | 0
Moore County Public Utilities-Hyland Hills | 0.017525 | 0.05 | 0 |  | 350 | 0.015 | 0.0001 | 0 | 0 | 0.0009 | 0.001525 | 42.8571 | 352 | 383 | 410 | 438 | 469 | Moore | 0.015 | 0.0163 | 0.0175 | 0.0187 | 0.02 | 0.0001 | 0.0001 | 0.0002 | 0.0003 | 0.0004 | 0 | 0 | 0 | 0 | 0 | 0 | 0 | 0 | 0 | 0 | 0.0009 | 0.001 | 0.0012 | 0.0013 | 0.0015 | 0.0012 | 0.0014 | 0.0018 | 0.0024 | 0.003 | 0 | 0 | 0 | 0 | 0 | 0 | 0 | 0 | 0 | 0 | 0.05 | 0.05 | 0.05 | 0.05 | 0.05 | 0 | 0 | 0 | 0 | 0
Moore County Public Utilities-Pinehurst | 2.0599 | 3.928 | 0.10684 |  | 16482 | 1.537 | 0.271 | 0 | 0 | 0.0008 | 0.14423 | 93.2532 | 16646 | 18371 | 20113 | 22104 | 24293 | Moore | 1.553 | 1.714 | 1.876 | 2.061 | 2.2665 | 0.2711 | 0.298 | 0.328 | 0.36 | 0.396 | 0 | 0 | 0 | 0 | 0 | 0 | 0 | 0 | 0 | 0 | 0.0008 | 0.0009 | 0.001 | 0.0012 | 0.0015 | 0.12 | 0.13 | 0.14 | 0.15 | 0.16 | 0 | 0 | 0 | 0 | 0 | 0 | 0 | 0 | 0 | 0 | 2.6 | 2.6 | 2.6 | 2.6 | 2.6 | 0.5 | 0.5 | 0.5 | 0.5 | 0.5
Whispering Pines | 0.32358 | 0.6 | 0 |  | 3975 | 0.2714 | 0.0066 | 0 | 0 | 0.0232 | 0.022375 | 68.2767 | 4017 | 4408 | 4836 | 5307 | 5823 | Moore | 0.249 | 0.273 | 0.3 | 0.329 | 0.361 | 0.007 | 0.008 | 0.009 | 0.009 | 0.01 | 0 | 0 | 0 | 0 | 0 | 0 | 0 | 0 | 0 | 0 | 0.075 | 0.107 | 0.14 | 0.172 | 0.205 | 0.0247 | 0.029 | 0.0335 | 0.0381 | 0.043 | 0 | 0 | 0.25 | 0.25 | 0.25 | 0 | 0 | 0 | 0 | 0 | 0.6 | 0.6 | 0.6 | 0.6 | 0.6 | 0 | 0 | 0 | 0 | 0
Moore County Public Utilities-Seven Lakes | 0.53601 | 1.1 | 0 |  | 6500 | 0.407 | 0.045 | 0 | 0 | 0.0014 | 0.082608 | 62.6154 | 6520 | 7000 | 7400 | 7800 | 8200 | Moore | 0.408 | 0.438 | 0.4632 | 0.4883 | 0.5133 | 0.0451 | 0.046 | 0.047 | 0.048 | 0.049 | 0 | 0 | 0 | 0 | 0 | 0 | 0 | 0 | 0 | 0 | 0.0014 | 0.0015 | 0.0016 | 0.0017 | 0.0018 | 0.034 | 0.035 | 0.035 | 0.037 | 0.039 | 0 | 0 | 0 | 0 | 0 | 0 | 0 | 0 | 0 | 0 | 1.1 | 1.1 | 1.1 | 1.1 | 1.1 | 0 | 0 | 0 | 0 | 0
Moore County Public Utilities-The Carolina | 0.010583 | 0.03 | 0 |  | 99 | 0.0062 | 0 | 0 | 0 | 0.0033 | 0.0010833 | 62.6263 | 100 | 106 | 110 | 115 | 120 | Moore | 0.0062 | 0.0067 | 0.0068 | 0.0071 | 0.0074 | 0 | 0 | 0 | 0 | 0 | 0 | 0 | 0 | 0 | 0 | 0 | 0 | 0 | 0 | 0 | 0.005 | 0.005 | 0.005 | 0.005 | 0.005 | 0.0015 | 0.0015 | 0.0016 | 0.0017 | 0.0018 | 0 | 0 | 0 | 0 | 0 | 0 | 0 | 0 | 0 | 0 | 0.03 | 0.03 | 0.03 | 0.03 | 0.03 | 0 | 0 | 0 | 0 | 0
Moore County Public Utilities-Addor | 0.0065167 | 0.045 | 0 |  | 110 | 0.0045 | 0.001 | 0 | 0 | 0.0005 | 0.00051667 | 40.9091 | 115 | 125 | 140 | 160 | 180 | Moore | 0.0046 | 0.005 | 0.0056 | 0.0064 | 0.0072 | 0.001 | 0.0015 | 0.0017 | 0.002 | 0.0025 | 0 | 0 | 0 | 0 | 0 | 0 | 0 | 0 | 0 | 0 | 0.0005 | 0.001 | 0.001 | 0.001 | 0.001 | 0.001 | 0.001 | 0.001 | 0.001 | 0.001 | 0 | 0 | 0 | 0 | 0 | 0 | 0 | 0 | 0 | 0 | 0.045 | 0.045 | 0.045 | 0.045 | 0.045 | 0 | 0 | 0 | 0 | 0
Moore County Public Utilities-Robbins | 0.020833 | 0.05 | 0 |  | 90 | 0.0036 | 0.0008 | 0 | 0.0019 | 0.013 | 0.0015333 | 40 | 90 | 100 | 110 | 120 | 130 | Moore | 0.0036 | 0.004 | 0.0044 | 0.0048 | 0.0052 | 0.0008 | 0.0008 | 0.0009 | 0.0009 | 0.001 | 0 | 0 | 0 | 0 | 0 | 0.0019 | 0.002 | 0.0022 | 0.0024 | 0.0028 | 0.0135 | 0.0138 | 0.014 | 0.0145 | 0.015 | 0.002 | 0.002 | 0.002 | 0.002 | 0.002 | 0 | 0 | 0 | 0 | 0 | 0 | 0 | 0 | 0 | 0 | 0.05 | 0.05 | 0.05 | 0.05 | 0.05 | 0 | 0 | 0 | 0 | 0
Foxfire Village | 0.10728 | 0.193 | 0 |  | 902 | 0.1068 | 0.0004 | 0 | 0.0005 | 0.0003 | -0.00071667 | 118.4035 | 1109 | 1131 | 1154 | 1176 | 1200 | Moore | 0.1164 | 0.1188 | 0.1212 | 0.1235 | 0.126 | 0.001 | 0.0011 | 0.0012 | 0.0013 | 0.0014 | 0 | 0 | 0 | 0 | 0 | 0.001 | 0.0011 | 0.0012 | 0.0013 | 0.0014 | 0.0003 | 0.0003 | 0.0003 | 0.0003 | 0.0003 | 0.006 | 0.0061 | 0.0062 | 0.0063 | 0.0064 | 0 | 0.036 | 0.036 | 0.036 | 0.036 | 0 | 0 | 0 | 0 | 0 | 0 | 0 | 0 | 0 | 0 | 0 | 0 | 0 | 0 | 0
Orange Water and Sewer Authority | 6.75 | 10.5 | 0.0052603 |  | 83300 | 3.537 | 0.815 | 0 | 1.699 | 0.1236 | 0.57014 | 42.461 | 86532 | 96632 | 106732 | 116683 | 126483 | Orange | 3.8 | 4.22 | 4.62 | 5.1 | 5.62 | 1.17 | 1.34 | 1.51 | 1.72 | 1.99 | 0 | 0 | 0 | 0 | 0 | 1.61 | 1.84 | 2.06 | 2.36 | 2.72 | 0 | 0 | 0 | 0 | 0 | 0.66 | 0.74 | 0.82 | 0.92 | 1.03 | 0 | 5 | 7.1 | 7.1 | 7.1 | 0 | 0 | 0 | 0 | 0 | 0 | 0 | 0 | 0 | 0 | 0 | 0 | 0 | 0 | 0
Hillsborough | 1.5762 | 3.013 | 0.016027 |  | 17083 | 0.7242 | 0.2292 | 0 | 0.3029 | 0.0817 | 0.22217 | 42.393 | 17424 | 18408 | 22090 | 26508 | 31809 | Orange | 0.7841 | 0.828 | 0.994 | 1.193 | 1.431 | 0.2338 | 0.2805 | 0.3366 | 0.404 | 0.4848 | 0 | 0 | 0 | 0 | 0 | 0.3059 | 0.3365 | 0.3702 | 0.4072 | 0.4479 | 0.083 | 0.091 | 0.101 | 0.111 | 0.122 | 0.224 | 0.2469 | 0.2716 | 0.2987 | 0.3286 | 0 | 0 | 0 | 0 | 0 | 0 | 0 | 0 | 0 | 0 | 0 | 0 | 0 | 0 | 0 | 0 | 0 | 0 | 0 | 0
Orange-Alamance | 0.62525 | 1.267 | 0 |  | 8734 | 0.466 | 0.037 | 0.002 | 0.019 | 0.026 | 0.07525 | 53.3547 | 8970 | 9104 | 9238 | 9372 | 9506 | Orange | 0.414 | 0.42 | 0.427 | 0.433 | 0.439 | 0.038 | 0.038 | 0.039 | 0.039 | 0.04 | 0.0147 | 0.015 | 0.0152 | 0.0154 | 0.0156 | 0.0194 | 0.0197 | 0.02 | 0.0203 | 0.0206 | 0.024 | 0.0244 | 0.0248 | 0.0251 | 0.0255 | 0.1013 | 0.1027 | 0.1045 | 0.1058 | 0.1074 | 0 | 0 | 0 | 0 | 0 | 0 | 0 | 0 | 0 | 0 | 0.8 | 0.8 | 0.8 | 0.8 | 0.8 | 0 | 0 | 0 | 0 | 0
Hamlet Water System | 1.102 | 3 | 0 |  | 10289 | 0.46 | 0.12 | 0.018 | 0.05 | 0.06 | 0.394 | 44.7079 | 10500 | 10800 | 10500 | 11000 | 11000 | Richmond | 0.615 | 0.625 | 0.63 | 0.635 | 0.655 | 0.046 | 0.055 | 0.058 | 0.065 | 0.1 | 0.022 | 0.026 | 0.031 | 0.033 | 0.03 | 0.1 | 0.105 | 0.109 | 0.115 | 0.11 | 0.033 | 0.03 | 0.028 | 0.031 | 0.027 | 0.4872 | 0.5022 | 0.5111 | 0.5249 | 0.5505 | 0 | 0 | 0 | 0 | 0 | 0 | 0 | 0 | 0 | 0 | 0 | 0 | 0 | 0 | 0 | 0 | 0 | 0 | 0 | 0
Rockingham | 2.9576 | 10.333 | 0 |  | 13159 | 0.611 | 0.445 | 1.789 | 0 | 0.068 | 0.044583 | 46.4321 | 13200 | 13250 | 13300 | 13350 | 13400 | Richmond | 0.7 | 0.725 | 0.75 | 0.775 | 0.8 | 0.6 | 0.65 | 0.7 | 0.75 | 0.8 | 1.9 | 2 | 2.1 | 2.2 | 2.3 | 0 | 0 | 0 | 0 | 0 | 0.16 | 0.16 | 0.16 | 0.16 | 0.16 | 0.377 | 0.4 | 0.422 | 0.444 | 0.467 | 0 | 0 | 0 | 0 | 0 | 0 | 0 | 0 | 0 | 0 | 0.656 | 0.656 | 0.656 | 0.656 | 0.656 | 0 | 0 | 0 | 0 | 0
Ellerbe | 0.13683 | 0.22 | 0 |  | 1200 | 0.064 | 0.023 | 0.013 | 0.002 | 0.022 | 0.012833 | 53.3333 | 1200 | 1202 | 1203 | 1204 | 1205 | Richmond | 0.066 | 0.066 | 0.066 | 0.066 | 0.066 | 0.02 | 0.02 | 0.02 | 0.021 | 0.021 | 0.014 | 0.014 | 0.014 | 0.014 | 0.015 | 0.002 | 0.002 | 0.002 | 0.002 | 0.002 | 0.007 | 0.008 | 0.009 | 0.01 | 0.011 | 0.0065 | 0.0065 | 0.0066 | 0.0067 | 0.0068 | 0 | 0 | 0 | 0 | 0 | 0 | 0 | 0 | 0 | 0 | 0.22 | 0.22 | 0.22 | 0.22 | 0.22 | 0 | 0 | 0 | 0 | 0
Richmond County | 4.0327 | 28 | 0.56275 |  | 20120 | 1.077 | 0.974 | 0.663 | 0 | 0.316 | 0.43992 | 53.5288 | 21412 | 21840 | 22279 | 22725 | 23179 | Richmond | 1.349 | 1.376 | 1.404 | 1.432 | 1.46 | 0.72 | 0.75 | 0.78 | 0.81 | 0.84 | 0.55 | 0.56 | 0.57 | 0.58 | 0.59 | 0 | 0 | 0 | 0 | 0 | 0.32 | 0.33 | 0.34 | 0.35 | 0.36 | 0.3831 | 0.3929 | 0.4028 | 0.4128 | 0.423 | 0 | 0 | 0 | 0 | 0 | 0 | 0 | 0 | 0 | 0 | 0 | 0 | 0 | 0 | 0 | 0.876 | 0.876 | 0.876 | 0.876 | 0.876
Lumberton | 4.4 | 17.676 | 0.0314 |  | 21000 | 0.945 | 0.789 | 0.18 | 0.0338 | 1.8 | 0.6208 | 45 | 21000 | 22050 | 23153 | 24310 | 25526 | Robeson | 1.008 | 1.0584 | 1.1113 | 1.1669 | 1.2252 | 0.85 | 0.8925 | 0.9371 | 0.984 | 1.0332 | 0.27 | 0.2835 | 0.2977 | 0.3126 | 0.3282 | 0.038 | 0.039 | 0.04 | 0.041 | 0.042 | 2 | 2.04 | 2.08 | 2.1224 | 2.1649 | 0.6 | 0.61 | 0.62 | 0.63 | 0.64 | 0 | 0 | 0 | 0 | 0 | 0 | 0 | 0 | 0 | 0 | 0 | 0 | 0 | 0 | 0 | 0.5 | 0.5 | 0.5 | 0.5 | 0.5
Red Springs | 0.42333 | 1.19 | 0 |  | 3300 | 4.3113 | 1.6597 | 0.85 | 0 | 31.8258 | -38.2235 | 1306.4545 | 4509 | 4588 | 4660 | 4734 | 4808 | Robeson | 0.1332 | 0.1355 | 0.1376 | 0.1397 | 0.1419 | 0.0584 | 0.0593 | 0.0603 | 0.0612 | 0.0622 | 0.0005 | 0.0005 | 0.0005 | 0.0005 | 0.0005 | 0 | 0 | 0 | 0 | 0 | 0.0781 | 0.0781 | 0.0781 | 0.0781 | 0.0781 | 0.1411 | 0.1427 | 0.1444 | 0.1459 | 0.1476 | 0 | 0 | 0 | 0 | 0 | 0 | 0 | 0 | 0 | 0 | 0 | 0 | 0 | 0 | 0 | 0 | 0 | 0 | 0 | 0
Pembroke | 0.59828 | 1.583 | 0 |  | 3001 | 0.225 | 0.084 | 0.024 | 0.116 | 0.0293 | 0.11997 | 74.975 | 3057 | 3149 | 3243 | 3341 | 3441 | Robeson | 0.235 | 0.242 | 0.25 | 0.257 | 0.265 | 0.084 | 0.0865 | 0.0891 | 0.0918 | 0.0945 | 0.033 | 0.034 | 0.035 | 0.036 | 0.037 | 0.12 | 0.125 | 0.13 | 0.135 | 0.14 | 0.02 | 0.02 | 0.02 | 0.02 | 0.02 | 0.1696 | 0.1771 | 0.1848 | 0.1922 | 0.2 | 0 | 0 | 0 | 0 | 0 | 0 | 0 | 0 | 0 | 0 | 0 | 0 | 0 | 0 | 0 | 0 | 0 | 0 | 0 | 0
Fairmont | 0.3425 | 1.399 | 0 |  | 2461 | 0.254 | 0.0115 | 0 | 0 | 0 | 0.077 | 103.2101 | 2461 | 2510 | 2560 | 2612 | 2664 | Robeson | 0.2584 | 0.2636 | 0.2689 | 0.2742 | 0.2797 | 0.0115 | 0.0117 | 0.012 | 0.0122 | 0.0124 | 0 | 0.1 | 0.1 | 0.1 | 0.1 | 0 | 0.01 | 0.01 | 0.01 | 0.01 | 0 | 0 | 0 | 0 | 0 | 0.033 | 0.034 | 0.036 | 0.037 | 0.038 | 0 | 0 | 0 | 0 | 0 | 0 | 0 | 0 | 0 | 0 | 0 | 0 | 0 | 0 | 0 | 0 | 0 | 0 | 0 | 0
St Pauls | 0.21318 | 1.606 | 0 |  | 2862 | 0.1031 | 0.0308 | 0 | 0 | 0.0098 | 0.069475 | 36.0238 | 2920 | 3225 | 3567 | 3858 | 4219 | Robeson | 0.1227 | 0.1355 | 0.141 | 0.1619 | 0.177 | 0.0388 | 0.0428 | 0.0467 | 0.0511 | 0.0559 | 0 | 0 | 0 | 0 | 0 | 0 | 0 | 0 | 0 | 0 | 0.0098 | 0.0098 | 0.0098 | 0.0098 | 0.0098 | 0.0165 | 0.0182 | 0.0191 | 0.0215 | 0.0234 | 0 | 0 | 0 | 0 | 0 | 0 | 0 | 0 | 0 | 0 | 0.25 | 0.25 | 0.25 | 0.25 | 0.25 | 0 | 0 | 0 | 0 | 0
Maxton | 0.22912 | 0.88 | 0 |  | 2650 | 0.1635 | 0.0096 | 0 | 0.009 | 0.0029 | 0.044117 | 61.6981 | 2650 | 2650 | 2650 | 2650 | 2650 | Robeson | 0.1643 | 0.1643 | 0.1643 | 0.1643 | 0.1643 | 0.01 | 0.01 | 0.01 | 0.01 | 0.01 | 0 | 0 | 0 | 0 | 0 | 0.008 | 0.008 | 0.008 | 0.008 | 0.008 | 0.003 | 0.003 | 0.003 | 0.003 | 0.003 | 0.0311 | 0.0311 | 0.0311 | 0.0311 | 0.0311 | 0 | 0 | 0 | 0 | 0 | 0 | 0 | 0 | 0 | 0 | 0 | 0 | 0 | 0 | 0 | 0 | 0 | 0 | 0 | 0
Rowland | 0.13947 | 0.576 | 0 |  | 1341 | 0.0951 | 0.0168 | 0 | 0.0084 | 0.003 | 0.016167 | 70.9172 | 1341 | 1341 | 1341 | 1341 | 1341 | Robeson | 0.1006 | 0.1006 | 0.1006 | 0.1006 | 0.1006 | 0.017 | 0.017 | 0.017 | 0.017 | 0.017 | 0 | 0 | 0 | 0 | 0 | 0.0084 | 0.0084 | 0.0084 | 0.0084 | 0.0084 | 0.002 | 0.002 | 0.002 | 0.002 | 0.002 | 0.02 | 0.02 | 0.02 | 0.02 | 0.02 | 0 | 0 | 0 | 0 | 0 | 0 | 0 | 0 | 0 | 0 | 0 | 0 | 0 | 0 | 0 | 0 | 0 | 0 | 0 | 0
Parkton | 0.03305 | 0.288 | 0 |  | 487 | 0.0267 | 0.002 | 0 | 0.0026 | 0.0005 | 0.00125 | 54.8255 | 487 | 487 | 487 | 487 | 487 | Robeson | 0.0267 | 0.0267 | 0.0267 | 0.0267 | 0.0267 | 0.0021 | 0.0021 | 0.0021 | 0.0021 | 0.0021 | 0 | 0 | 0 | 0 | 0 | 0.0026 | 0.0026 | 0.0026 | 0.0026 | 0.0026 | 0.001 | 0.001 | 0.001 | 0.001 | 0.001 | 0.002 | 0.002 | 0.002 | 0.002 | 0.002 | 0 | 0 | 0 | 0 | 0 | 0 | 0 | 0 | 0 | 0 | 0 | 0 | 0 | 0 | 0 | 0 | 0 | 0 | 0 | 0
Robeson Co | 14.7868 | 22.014 | 0.0202 |  | 83556 | 4.723 | 0.417 | 5.979 | 0 | 1.85 | 1.7976 | 56.525 | 85100 | 91600 | 98100 | 104600 | 111100 | Robeson | 4.255 | 4.58 | 4.905 | 5.23 | 5.555 | 0.433 | 0.476 | 0.523 | 0.576 | 0.633 | 5.92 | 6.513 | 7.164 | 7.88 | 8.668 | 0 | 0 | 0 | 0 | 0 | 1.7 | 1.75 | 1.8 | 1.85 | 1.9 | 1.862 | 2.055 | 2.271 | 2.509 | 2.743 | 0 | 0 | 0 | 2.52 | 3.528 | 0 | 0 | 0 | 0 | 0 | 1.05 | 1.05 | 1.05 | 1.05 | 1.05 | 0.0004 | 0.0004 | 0.0004 | 0.0004 | 0.0004
Clinton | 2.0462 | 6.752 | 0.147 |  | 8724 | 0.387 | 0.947 | 0 | 0 | 0.0413 | 0.52387 | 44.3604 | 8820 | 9840 | 10977 | 12246 | 13662 | Sampson | 0.391 | 0.437 | 0.487 | 0.543 | 0.606 | 0.957 | 1.068 | 1.191 | 1.329 | 1.482 | 0 | 0 | 0 | 0 | 0 | 0 | 0 | 0 | 0 | 0 | 0.021 | 0.024 | 0.026 | 0.029 | 0.033 | 0.416 | 0.4644 | 0.5181 | 0.5779 | 0.6448 | 0 | 0 | 0 | 0 | 0 | 0 | 0 | 0 | 0 | 0 | 0 | 0 | 0 | 0 | 0 | 0.37 | 0.37 | 0 | 0 | 0
Roseboro | 0.21558 | 0.351 | 0.0361 |  | 1166 | 0.0823 | 0.0106 | 0.0007 | 0.0151 | 0.08 | -0.0092167 | 70.5832 | 1200 | 1205 | 1210 | 1215 | 1220 | Sampson | 0.0876 | 0.088 | 0.0883 | 0.0887 | 0.0891 | 0.0131 | 0.0132 | 0.0133 | 0.0134 | 0.0135 | 0.001 | 0.001 | 0.001 | 0.001 | 0.001 | 0.0041 | 0.0042 | 0.0043 | 0.0044 | 0.0045 | 0.097 | 0.097 | 0.097 | 0.097 | 0.097 | 0.0176 | 0.0176 | 0.0176 | 0.0176 | 0.0176 | 0 | 0 | 0 | 0 | 0 | 0 | 0 | 0 | 0 | 0 | 0 | 0 | 0 | 0 | 0 | 0.105 | 0.105 | 0.105 | 0.105 | 0.105
Garland | 0.075642 | 0.48 | 0.015 |  | 640 | 0.036 | 0.007 | 0 | 0.01 | 0.001 | 0.0066417 | 56.25 | 650 | 660 | 670 | 680 | 690 | Sampson | 0.032 | 0.033 | 0.034 | 0.035 | 0.036 | 0.01 | 0.011 | 0.012 | 0.013 | 0.014 | 0 | 0 | 0 | 0 | 0 | 0.001 | 0.001 | 0.001 | 0.001 | 0.001 | 0.001 | 0.001 | 0.001 | 0.001 | 0.001 | 0.009 | 0.009 | 0.009 | 0.01 | 0.01 | 0 | 0 | 0 | 0 | 0 | 0 | 0 | 0 | 0 | 0 | 0 | 0 | 0 | 0 | 0 | 0.032 | 0.032 | 0.032 | 0.032 | 0.032
Salemburg | 0.08565 | 0.2526 | 0 |  | 850 | 0.0486 | 0.0089 | 0 | 0.017 | 0.0017 | 0.00945 | 57.1765 | 855 | 872 | 890 | 907 | 926 | Sampson | 0.0453 | 0.0462 | 0.0472 | 0.0481 | 0.0491 | 0.0081 | 0.0083 | 0.0084 | 0.0086 | 0.0088 | 0 | 0 | 0 | 0 | 0 | 0.0211 | 0.0215 | 0.022 | 0.0224 | 0.0229 | 0.01 | 0.01 | 0.01 | 0.01 | 0.01 | 0.005 | 0.005 | 0.005 | 0.005 | 0.005 | 0 | 0 | 0 | 0 | 0 | 0 | 0 | 0 | 0 | 0 | 0 | 0 | 0 | 0 | 0 | 0 | 0 | 0 | 0 | 0
Newton Grove | ERROR | 0.291 | 0 |  | 570 | 0.04 | 0.182 | 0.004 | 0 | 100 | #VALUE! | 70.1754 | 731 | 793 | 800 | 805 | 810 | Sampson | 0.065 | 0.067 | 0.069 | 0.073 | 0.075 | 0.032 | 0.035 | 0.04 | 0.045 | 0.05 | 0.003 | 0.003 | 0.004 | 0.004 | 0.004 | 0.003 | 0.003 | 0.003 | 0.003 | 0.004 | 0 | 0 | 0 | 0 | 0 | 0.027 | 0.028 | 0.03 | 0.032 | 0.034 | 0 | 0 | 0 | 0 | 0 | 0 | 0 | 0 | 0 | 0 | 0.05 | 0.05 | 0.05 | 0.05 | 0.05 | 0 | 0 | 0 | 0 | 0
Turkey | 0.018467 | 0.468 | 0.0029 |  | 308 | 0.0129 | 0.0008 | 0 | 0 | 0.0009 | 0.00096667 | 41.8831 | 310 | 310 | 310 | 310 | 310 | Sampson | 0.0133 | 0.0133 | 0.0133 | 0.0133 | 0.0133 | 0 | 0 | 0 | 0 | 0 | 0 | 0 | 0 | 0 | 0 | 0 | 0 | 0 | 0 | 0 | 0.0025 | 0.0025 | 0.0025 | 0.0025 | 0.0025 | 0.003 | 0.003 | 0.003 | 0.003 | 0.003 | 0 | 0 | 0 | 0 | 0 | 0 | 0 | 0 | 0 | 0 | 0 | 0 | 0 | 0 | 0 | 0.04 | 0.04 | 0.04 | 0.04 | 0.04
Autryville | 0.032917 | 0.065 | 0.0105 |  | 1090 | 0.0101 | 0.01 | 0 | 0 | 0.001 | 0.0013167 | 9.2661 | 261 | 287 | 315 | 347 | 381 | Sampson | 0.0104 | 0.0114 | 0.0125 | 0.014 | 0.0152 | 0.01 | 0.011 | 0.012 | 0.013 | 0.014 | 0 | 0 | 0 | 0 | 0 | 0 | 0 | 0 | 0 | 0 | 0.001 | 0.001 | 0.001 | 0.001 | 0.001 | 0.004 | 0.004 | 0.004 | 0.004 | 0.004 | 0 | 0 | 0 | 0 | 0 | 0 | 0 | 0 | 0 | 0 | 0.065 | 0.065 | 0.065 | 0.065 | 0.065 | 0.0105 | 0.0105 | 0.0105 | 0.0105 | 0.0105
Sampson County WD I - Clinton | 0.17381 | 0.33 | 0.034 |  | 2810 | 0.137 | 0.0012 | 0.0007 | 0.001 | 0.002 | -0.0020917 | 48.7544 | 2838 | 3122 | 3434 | 3778 | 4155 | Sampson | 0.1384 | 0.1522 | 0.1674 | 0.1842 | 0.2026 | 0.0012 | 0.0013 | 0.0015 | 0.0016 | 0.0018 | 0.0007 | 0.0008 | 0.0009 | 0.0009 | 0.001 | 0.001 | 0.0011 | 0.0012 | 0.0013 | 0.0015 | 0.004 | 0.0044 | 0.0049 | 0.0054 | 0.0059 | 0.0107 | 0.0118 | 0.013 | 0.0143 | 0.0157 | 0 | 0.417 | 0.417 | 0.417 | 0.417 | 0 | 0 | 0 | 0 | 0 | 0.3409 | 0.3409 | 0.1559 | 0.1559 | 0.1559 | 0.065 | 0.065 | 0.065 | 0.065 | 0.065
Sampson County WD II - Dunn | 0.83435 | 1.081 | 0 |  | 8608 | 0.44 | 0.0014 | 0.11 | 0.038 | 0.12 | 0.12495 | 51.1152 | 9819 | 10800 | 11880 | 13068 | 14375 | Sampson | 0.4444 | 0.4888 | 0.5377 | 0.5915 | 0.6506 | 0.0014 | 0.0016 | 0.0017 | 0.0019 | 0.0021 | 0.1111 | 0.1222 | 0.1344 | 0.1479 | 0.1627 | 0.0384 | 0.0422 | 0.0464 | 0.0511 | 0.0562 | 0.1212 | 0.1333 | 0.1467 | 0.1613 | 0.1774 | 0.1429 | 0.1572 | 0.1729 | 0.1902 | 0.2092 | 0.72 | 1.567 | 1.567 | 1.567 | 1.567 | 0.15 | 0.75 | 0.75 | 0.75 | 0.75 | 0.217 | 0.217 | 0.032 | 0.032 | 0.032 | 0 | 0 | 0 | 0 | 0
Laurinburg | 2.4347 | 3.112 | 0.19016 |  | 18288 | 1.151 | 0.6459 | 0 | 0 | 0.0535 | 0.39411 | 62.9374 | 18288 | 18288 | 18288 | 18288 | 18288 | Scotland | 1.151 | 1.151 | 1.151 | 1.151 | 1.151 | 0.6459 | 0.6459 | 0.6459 | 0.6459 | 0.6459 | 0 | 0 | 0 | 0 | 0 | 0 | 0 | 0 | 0 | 0 | 0.0535 | 0.0535 | 0.0535 | 0.0535 | 0.0535 | 0.3865 | 0.3865 | 0.3865 | 0.3865 | 0.3865 | 0 | 1.94 | 1.94 | 1.94 | 1.94 | 0 | 0 | 0 | 0 | 0 | 0 | 0 | 0 | 0 | 0 | 0.4608 | 0.4608 | 0.4608 | 0.4608 | 0.4608
Gibson (Scotland Co - South WSD) | 0.035858 | 0.15 | 0 |  | 731 | 0.0222 | 0 | 0 | 0 | 0.001 | 0.012658 | 30.3694 | 731 | 731 | 731 | 731 | 731 | Scotland | 0.0222 | 0.0222 | 0.0222 | 0.0222 | 0.0222 | 0 | 0 | 0 | 0 | 0 | 0 | 0 | 0 | 0 | 0 | 0 | 0 | 0 | 0 | 0 | 0.001 | 0.001 | 0.001 | 0.001 | 0.001 | 0.004 | 0.004 | 0.004 | 0.004 | 0.004 | 0 | 0 | 0 | 0 | 0 | 0 | 0 | 0 | 0 | 0 | 0.15 | 0.15 | 0.15 | 0.15 | 0.15 | 0 | 0 | 0 | 0 | 0
Wagram | ERROR | 0 | 0 |  | #N/A | 0 | 0 | 0 | 0 | 0 | #VALUE! | ERROR | 0 | 0 | 0 | 0 | 0 | Scotland | 0 | 0 | 0 | 0 | 0 | 0 | 0 | 0 | 0 | 0 | 0 | 0 | 0 | 0 | 0 | 0 | 0 | 0 | 0 | 0 | 0 | 0 | 0 | 0 | 0 | 0 | 0 | 0 | 0 | 0 | 0 | 0 | 0 | 0 | 0 | 0 | 0 | 0 | 0 | 0 | 0 | 0 | 0 | 0 | 0 | 0 | 0 | 0 | 0 | 0
Raleigh | 54.537 | 99.4 | 0.44106 |  | 593000 | 29.16 | 10.64 | 2.16 | 3.93 | 1.1 | 7.1059 | 49.1737 | 608975 | 799271 | 973797 | 1134200 | 1316200 | Wake | 30.9488 | 39.9636 | 48.6899 | 56.71 | 65.81 | 11.17 | 17.2 | 20.09 | 22.56 | 25.26 | 2.18 | 2.22 | 2.28 | 2.57 | 2.88 | 4.186 | 5.08 | 5.93 | 6.72 | 7.52 | 1.1 | 1.9 | 2.1 | 2.3 | 2.5 | 6.973 | 8.548 | 9.021 | 11.223 | 12.566 | 0 | 0 | 14 | 14 | 14 | 0 | 0 | 0 | 0 | 0 | 0 | 0 | 0 | 0 | 0 | 0.75 | 0.75 | 0.75 | 0.75 | 0.75
Cary | 19.4542 | 35.6 | 0.4299 |  | 198079 | 10.2 | 3.2 | 0.4 | 0.3 | 2.98 | 1.9443 | 51.4946 | 200063 | 208646 | 218801 | 228956 | 239111 | Wake | 10.6 | 11.9 | 13.2 | 13.7 | 14.8 | 3.4 | 4.8 | 5.8 | 7.5 | 8.9 | 0.7 | 1.1 | 1.5 | 1.6 | 1.8 | 0.3 | 0.3 | 0.3 | 0.3 | 0.3 | 3.4 | 3.9 | 4.3 | 4.8 | 5.2 | 1.3 | 1.4 | 1.6 | 1.8 | 2 | 0 | 0 | 1.9 | 1.9 | 1.9 | 0 | 0 | 0 | 0 | 0 | 0 | 0 | 0 | 0 | 0 | 0.4 | 0.4 | 0.4 | 0.4 | 0.4
Apex | 4.3408 | 10.6 | 0.008 |  | 58135 | 2.722 | 0.797 | 0.0588 | 0.17 | 0.618 | -0.032967 | 46.8221 | 65740 | 97140 | 132740 | 151170 | 155170 | Wake | 3.735 | 5.6 | 7.48 | 8.47 | 8.72 | 0.674 | 1.01 | 1.35 | 1.53 | 1.57 | 0.091 | 0.14 | 0.18 | 0.21 | 0.21 | 0.263 | 0.39 | 0.53 | 0.6 | 0.61 | 0.868 | 1.3 | 1.74 | 1.97 | 2.03 | 0.2591 | 0.3883 | 0.519 | 0.588 | 0.6046 | 0 | 1 | 5 | 5 | 5 | 0 | 0 | 0 | 0 | 0 | 0 | 0 | 0 | 0 | 0 | 0.014 | 0.014 | 0.014 | 0.014 | 0.014
Holly Springs | 2.5764 | 6.7 | 0 |  | 40525 | 1.762 | 0.417 | 0.105 | 0.051 | 0.001 | 0.24042 | 43.4793 | 42974 | 52662 | 67016 | 81370 | 95724 | Wake | 1.83 | 2.31 | 2.75 | 3.15 | 3.51 | 0.37 | 0.64 | 1.01 | 1.44 | 1.95 | 0.18 | 0.37 | 0.61 | 0.91 | 1.27 | 0.07 | 0.23 | 0.44 | 0.72 | 1.05 | 0.001 | 0.001 | 0.001 | 0.001 | 0.001 | 0.3798 | 0.5502 | 0.7455 | 0.9639 | 1.2057 | 0 | 2.2 | 2.2 | 2.2 | 2.2 | 0 | 0 | 0 | 0 | 0 | 6.7 | 6.7 | 6.7 | 6.7 | 6.7 | 0 | 0 | 0 | 0 | 0
Fuquay-Varina | 2.5118 | 4.25 | 0 |  | 29200 | 1.629 | 0.42 | 0.097 | 0.107 | 0.1 | 0.15875 | 55.7877 | 32395 | 45350 | 58960 | 70750 | 77830 | Wake | 1.7169 | 2.4035 | 3.1249 | 3.75 | 4.1248 | 0.4345 | 0.608 | 0.791 | 0.949 | 1.044 | 0.0275 | 0.0385 | 0.05 | 0.06 | 0.066 | 0.1122 | 0.157 | 0.204 | 0.245 | 0.2695 | 0.101 | 0.11 | 0.12 | 0.13 | 0.14 | 0.301 | 0.421 | 0.542 | 0.663 | 0.712 | 0 | 0 | 0 | 0 | 0 | 0 | 0 | 0 | 0 | 0 | 4.25 | 4.25 | 4.25 | 4.25 | 4.25 | 0 | 0 | 0 | 0 | 0
Bayleaf Master | 1.6908 | 4.431 | 0 |  | 15280 | 1.485 | 0.052 | 0 | 0 | 0.005 | 0.14884 | 97.1859 | 15458 | 15858 | 16175 | 16498 | 16828 | Wake | 1.4685 | 1.5065 | 1.5366 | 1.5674 | 1.5987 | 0.058 | 0.06 | 0.065 | 0.07 | 0.075 | 0 | 0 | 0 | 0 | 0 | 0 | 0 | 0 | 0 | 0 | 0.025 | 0.025 | 0.025 | 0.025 | 0.025 | 0.09 | 0.0923 | 0.0943 | 0.0964 | 0.0985 | 0 | 0 | 0 | 0 | 0 | 0 | 0 | 0 | 0 | 0 | 0 | 0 | 0 | 0 | 0 | 0 | 0 | 0 | 0 | 0
Washington | 2.9564 | 6.2 | 1.2527 |  | 13063 | 0.449 | 0.35 | 0.028 | 0.095 | 0.333 | 0.44866 | 34.3719 | 13095 | 13356 | 13623 | 13895 | 14173 | Beaufort | 0.4501 | 0.4591 | 0.4682 | 0.4776 | 0.4872 | 0.3508 | 0.3578 | 0.365 | 0.3723 | 0.3797 | 0.0281 | 0.0287 | 0.0292 | 0.0298 | 0.0304 | 0.0952 | 0.0971 | 0.099 | 0.101 | 0.103 | 0.2636 | 0.2688 | 0.2742 | 0.2797 | 0.2853 | 0.4247 | 0.4331 | 0.4418 | 0.4506 | 0.4596 | 0 | 0 | 0 | 0 | 0 | 0 | 0 | 0 | 0 | 0 | 0 | 0 | 0 | 0 | 0 | 1.648 | 1.648 | 1.648 | 1.648 | 1.648
Belhaven | 0.14392 | 1.08 | 0 |  | 1960 | 0.067 | 0.01 | 0 | 0.004 | 0.037 | 0.025917 | 34.1837 | 1960 | 1985 | 2000 | 2025 | 2205 | Beaufort | 0.064 | 0.065 | 0.069 | 0.073 | 0.075 | 0.011 | 0.012 | 0.014 | 0.016 | 0.018 | 0 | 0 | 0 | 0 | 0 | 0.006 | 0.007 | 0.008 | 0.01 | 0.012 | 0.035 | 0.035 | 0.035 | 0.035 | 0.036 | 0.017 | 0.0172 | 0.0178 | 0.018 | 0.0185 | 0 | 0 | 0 | 0 | 0 | 0 | 0 | 0 | 0 | 0 | 0 | 0 | 0 | 0 | 0 | 0 | 0 | 0 | 0 | 0
Aurora | 0.051083 | 0.25 | 0 |  | 502 | 0.027 | 0.008 | 0 | 0 | 0.011 | 0.0050833 | 53.7849 | 502 | 510 | 520 | 550 | 550 | Beaufort | 0.024 | 0.025 | 0.026 | 0.028 | 0.03 | 0.011 | 0.013 | 0.014 | 0.015 | 0.017 | 0 | 0 | 0 | 0 | 0 | 0.003 | 0.003 | 0.003 | 0.003 | 0.003 | 0.01 | 0.01 | 0.01 | 0.01 | 0.01 | 0.0055 | 0.0059 | 0.0061 | 0.0065 | 0.007 | 0 | 0 | 0 | 0 | 0 | 0 | 0 | 0 | 0 | 0 | 0 | 0 | 0 | 0 | 0 | 0 | 0 | 0 | 0 | 0
Chocowinity | 0.1875 | 0.702 | 0 |  | 2500 | 0.148 | 0.014 | 0 | 0.001 | 0.016 | 0.0085 | 59.2 | 2700 | 2900 | 3100 | 3300 | 3600 | Beaufort | 0.188 | 0.2 | 0.22 | 0.24 | 0.26 | 0.025 | 0.03 | 0.035 | 0.04 | 0.045 | 0.01 | 0.012 | 0.014 | 0.016 | 0.018 | 0.007 | 0.009 | 0.011 | 0.013 | 0.015 | 0.01 | 0.015 | 0.02 | 0.025 | 0.03 | 0.014 | 0.016 | 0.018 | 0.02 | 0.022 | 0 | 0 | 0 | 0 | 0 | 0 | 0 | 0 | 0 | 0 | 0 | 0 | 0 | 0 | 0 | 0 | 0 | 0 | 0 | 0
Bath | 0.0235 | 0.166 | 0 |  | 290 | 0.009 | 0.003 | 0 | 0.006 | 0.001 | 0.0045 | 31.0345 | 320 | 330 | 340 | 350 | 360 | Beaufort | 0.012 | 0.012 | 0.013 | 0.013 | 0.014 | 0.003 | 0.004 | 0.005 | 0.006 | 0.007 | 0 | 0 | 0 | 0 | 0 | 0.006 | 0.006 | 0.006 | 0.006 | 0.006 | 0.001 | 0.001 | 0.001 | 0.001 | 0.001 | 0.0061 | 0.0064 | 0.0069 | 0.0072 | 0.0078 | 0 | 0 | 0 | 0 | 0 | 0 | 0 | 0 | 0 | 0 | 0.023 | 0.023 | 0.023 | 0.023 | 0.023 | 0 | 0 | 0 | 0 | 0
Beaufort Co (Northside) | 1.4116 | 2.608 | 0.022853 |  | 22269 | 1.0237 | 0.0525 | 0 | 0 | 0.1876 | 0.12496 | 45.9697 | 22390 | 23600 | 24810 | 26020 | 27230 | Beaufort | 1.0299 | 1.0856 | 1.1413 | 1.1969 | 1.2526 | 0.0525 | 0.0535 | 0.0545 | 0.0555 | 0.0565 | 0 | 0 | 0 | 0 | 0 | 0 | 0 | 0 | 0 | 0 | 0.188 | 0.19 | 0.195 | 0.2 | 0.205 | 0.1274 | 0.1332 | 0.1394 | 0.1456 | 0.1518 | 0 | 0 | 0 | 0 | 0 | 0 | 0 | 0 | 0 | 0 | 2.608 | 2.608 | 2.608 | 2.608 | 2.608 | 0.0233 | 0.0233 | 0.0233 | 0.0233 | 0.0233
Beaufort Co (Southside) | 0.80483 | 3.24 | 0.15752 |  | 9140 | 0.4044 | 0.0076 | 0.034 | 0 | 0.1606 | 0.040705 | 44.2451 | 9261 | 10100 | 10200 | 10300 | 10400 | Beaufort | 0.4275 | 0.4545 | 0.459 | 0.4635 | 0.468 | 0.0076 | 0.01 | 0.01 | 0.01 | 0.01 | 0.034 | 0.045 | 0.046 | 0.047 | 0.048 | 0 | 0 | 0 | 0 | 0 | 0.165 | 0.172 | 0.174 | 0.176 | 0.178 | 0.0434 | 0.0466 | 0.0471 | 0.0477 | 0.0482 | 0 | 0.72 | 0.72 | 0.72 | 0.72 | 0 | 0 | 0 | 0 | 0 | 0 | 0 | 0 | 0 | 0 | 0.96 | 0.96 | 0.96 | 0.96 | 0.96
Windsor | 0.29267 | 0.958 | 0 |  | 2433 | 0.128 | 0.037 | 0.016 | 0.05 | 0.0275 | 0.034167 | 52.6099 | 2880 | 3000 | 3320 | 3540 | 3560 | Bertie | 0.108 | 0.11 | 0.112 | 0.114 | 0.116 | 0.0395 | 0.041 | 0.0435 | 0.046 | 0.0515 | 0.004 | 0.005 | 0.006 | 0.007 | 0.008 | 0.03 | 0.038 | 0.04 | 0.041 | 0.042 | 0.028 | 0.029 | 0.03 | 0.031 | 0.032 | 0.0191 | 0.0193 | 0.0198 | 0.0201 | 0.0205 | 0 | 0 | 0 | 0 | 0 | 0 | 0 | 0 | 0 | 0 | 0 | 0 | 0 | 0 | 0 | 0 | 0 | 0 | 0 | 0
Aulander | 0.07075 | 0.504 | 0 |  | 1438 | 0.045 | 0.0049 | 0 | 0.0028 | 0.005 | 0.01305 | 31.2935 | 1375 | 1325 | 1250 | 1200 | 1150 | Bertie | 0.028 | 0.0278 | 0.0275 | 0.0272 | 0.027 | 0.004 | 0.004 | 0.004 | 0.004 | 0.004 | 0.004 | 0.004 | 0.004 | 0.004 | 0.004 | 0.002 | 0.002 | 0.002 | 0.002 | 0.002 | 0.005 | 0.005 | 0.005 | 0.005 | 0.005 | 0.0089 | 0.0088 | 0.0088 | 0.0087 | 0.0086 | 0 | 0 | 0 | 0 | 0 | 0 | 0 | 0 | 0 | 0 | 0 | 0 | 0 | 0 | 0 | 0 | 0 | 0 | 0 | 0
Powellsville | 0.053583 | 0.142 | 0 |  | 265 | 0.036 | 0 | 0 | 0.01 | 0.0001 | 0.0074833 | 135.8491 | 265 | 275 | 285 | 295 | 305 | Bertie | 0.036 | 0.037 | 0.038 | 0.039 | 0.04 | 0 | 0 | 0 | 0.0005 | 0 | 0 | 0 | 0 | 0 | 0 | 0.01 | 0.011 | 0.012 | 0.013 | 0.014 | 0.0001 | 0.0001 | 0.0001 | 0.0001 | 0.0001 | 0.0079 | 0.0082 | 0.0086 | 0.009 | 0.0093 | 0 | 0 | 0 | 0 | 0 | 0 | 0 | 0 | 0 | 0 | 0 | 0 | 0 | 0 | 0 | 0 | 0 | 0 | 0 | 0
Bertie County RWS | 1.0683 | 2.867 | 0.004 |  | 13452 | 0.68 | 0.024 | 0.085 | 0.145 | 0.006 | 0.12433 | 50.5501 | 12500 | 11400 | 11300 | 11250 | 11000 | Bertie | 0.6 | 0.59 | 0.58 | 0.57 | 0.56 | 0.023 | 0.022 | 0.022 | 0.021 | 0.021 | 0.203 | 0.205 | 0.207 | 0.209 | 0.211 | 0.09 | 0.09 | 0.09 | 0.09 | 0.09 | 0.001 | 0.001 | 0.001 | 0.001 | 0.001 | 0.11 | 0.109 | 0.108 | 0.107 | 0.106 | 0 | 0 | 0 | 0 | 0 | 0 | 0 | 0 | 0 | 0 | 0 | 0 | 0 | 0 | 0 | 0.004 | 0.004 | 0.004 | 0.004 | 0.004
Southport | 0.54983 | 1.418 | 0 |  | 2833 | 0.45 | 0.01 | 0 | 0 | 0 | 0.089833 | 158.8422 | 4500 | 5100 | 5500 | 6000 | 6400 | Brunswick | 0.414 | 0.469 | 0.506 | 0.552 | 0.589 | 0.086 | 0.091 | 0.098 | 0.1 | 0.105 | 0 | 0 | 0 | 0 | 0 | 0 | 0 | 0 | 0 | 0 | 0 | 0 | 0 | 0 | 0 | 0.0565 | 0.0633 | 0.0682 | 0.0737 | 0.0784 | 0 | 0 | 0 | 0 | 0 | 0 | 0 | 0 | 0 | 0 | 1.418 | 1.418 | 1.418 | 1.418 | 1.418 | 0 | 0 | 0 | 0 | 0
Oak Island | 1.0004 | 2 | 0 |  | 9300 | 0.72 | 0.155 | 0 | 0 | 0.009 | 0.1164 | 77.4194 | 9600 | 10400 | 11600 | 13100 | 14700 | Brunswick | 0.672 | 0.728 | 0.812 | 0.917 | 1.029 | 0.1553 | 0.1584 | 0.1616 | 0.1648 | 0.1681 | 0 | 0 | 0 | 0 | 0 | 0 | 0 | 0 | 0 | 0 | 0.0027 | 0.0027 | 0.0027 | 0.0027 | 0.0027 | 0.095 | 0.095 | 0.095 | 0.095 | 0.095 | 0 | 0 | 0 | 0 | 0 | 0 | 0 | 0 | 0 | 0 | 2 | 2 | 2 | 2 | 2 | 0 | 0 | 0 | 0 | 0
Shallotte | 0.47767 | 0.75 | 0 |  | 4698 | 0.365 | 0.085 | 0.001 | 0 | 0.001 | 0.025667 | 77.6926 | 4698 | 4792 | 4888 | 4986 | 5085 | Brunswick | 0.3336 | 0.3402 | 0.347 | 0.354 | 0.3611 | 0.091 | 0.092 | 0.093 | 0.094 | 0.095 | 0.001 | 0.001 | 0.001 | 0.001 | 0.001 | 0 | 0 | 0 | 0 | 0 | 0.001 | 0.001 | 0.001 | 0.001 | 0.001 | 0.0307 | 0.0314 | 0.0321 | 0.0327 | 0.0334 | 0 | 0 | 0 | 0 | 0 | 0 | 0 | 0 | 0 | 0 | 0.75 | 0.75 | 0.75 | 0.75 | 0.75 | 0 | 0 | 0 | 0 | 0
Ocean Isle Beach | 0.62454 | 1.8 | 0.0098 |  | 649 | 0.471 | 0.0451 | 0 | 0.0104 | 0.0168 | 0.071442 | 725.7319 | 650 | 750 | 860 | 990 | 1140 | Brunswick | 0.4875 | 0.5622 | 0.645 | 0.7435 | 0.855 | 0.06 | 0.066 | 0.071 | 0.077 | 0.083 | 0 | 0 | 0 | 0 | 0 | 0.0023 | 0.0025 | 0.0027 | 0.0029 | 0.0031 | 0.019 | 0.021 | 0.023 | 0.024 | 0.026 | 0.0402 | 0.0461 | 0.0524 | 0.0599 | 0.0684 | 0 | 0 | 0 | 0 | 0 | 0 | 0 | 0 | 0 | 0 | 1.8 | 1.8 | 1.8 | 1.8 | 1.8 | 0.0098 | 0.0098 | 0.0098 | 0.0098 | 0.0098
Brunswick County | 16.6491 | 30.689 | 5.9509 |  | 100006 | 7.367 | 0 | 1.862 | 0 | 0.57 | 0.89918 | 73.6656 | 104000 | 113500 | 123500 | 133500 | 143500 | Brunswick | 7.57 | 9.77 | 12.6 | 16.248 | 20.95 | 0 | 0 | 0 | 0 | 0 | 1.9 | 3.5 | 5 | 6.5 | 8 | 0 | 0 | 0 | 0 | 0 | 0.7 | 3 | 3.5 | 4 | 4.5 | 1.5 | 2 | 3 | 4.5 | 5.5 | 0 | 26 | 26 | 26 | 26 | 0 | 0 | 0 | 0 | 0 | 24 | 24 | 24 | 24 | 24 | 12.0756 | 12.0756 | 12.0756 | 12.0756 | 12.0756
Holden Beach | 0.39603 | 1 | 0 |  | 637 | 0.3436 | 0.0055 | 0 | 0 | 0.0096 | 0.037325 | 539.4035 | 650 | 750 | 750 | 2000 | 2000 | Brunswick | 0.4 | 0.4 | 0.5 | 0.6 | 0.9 | 0.009 | 0.009 | 0.009 | 0.009 | 0.009 | 0 | 0 | 0 | 0 | 0 | 0 | 0 | 0 | 0 | 0 | 0.005 | 0.005 | 0.005 | 0.005 | 0.005 | 0.0663 | 0.0663 | 0.0823 | 0.0983 | 0.1464 | 0 | 0 | 0 | 0 | 0 | 0 | 0 | 0 | 0 | 0 | 1 | 1 | 1 | 1 | 1 | 0 | 0 | 0 | 0 | 0
Navassa | 0.079125 | 0.2 | 0 |  | 1324 | 0.0451 | 0.0336 | 0 | 0 | 0 | 0.000425 | 34.0634 | 787 | 866 | 953 | 1048 | 1153 | Brunswick | 0.0425 | 0.0467 | 0.0514 | 0.0566 | 0.0622 | 0.025 | 0.026 | 0.026 | 0.027 | 0.03 | 0 | 0 | 0 | 0 | 0 | 0 | 0 | 0 | 0 | 0 | 0.003 | 0.003 | 0.003 | 0.003 | 0.003 | 0.0049 | 0.0051 | 0.0053 | 0.0057 | 0.0061 | 0 | 0 | 0 | 0 | 0 | 0 | 0 | 0 | 0 | 0 | 0.2 | 0.2 | 0.2 | 0.2 | 0.2 | 0 | 0 | 0 | 0 | 0
Brunswick Regional WSD | 2.1409 | 1 | 0 |  | 28488 | 1.28 | 0.1664 | 0 | 0.0356 | 0.485 | 0.17392 | 44.9312 | 29057 | 35317 | 42380 | 50856 | 66241 | Brunswick | 1.31 | 1.57 | 1.88 | 2.25 | 2.7 | 0.1697 | 0.2027 | 0.2427 | 0.2907 | 0.3487 | 0 | 0 | 0 | 0 | 0 | 0.0363 | 0.0433 | 0.0513 | 0.0613 | 0.0733 | 0.3 | 0.3 | 0.3 | 0.3 | 0.3 | 0.1616 | 0.1883 | 0.2201 | 0.2582 | 0.3044 | 0 | 4 | 4 | 4 | 4 | 0 | 0 | 0 | 0 | 0 | 2.142 | 2.142 | 2.142 | 2.142 | 2.142 | 0 | 0 | 0 | 0 | 0
Bald Head Island Utilities | 0.27798 | 0.95 | 0 |  | 250 | 0.135 | 0.031 | 0 | 0 | 0.028 | 0.083983 | 540 | 250 | 260 | 260 | 260 | 260 | Brunswick | 0.133 | 0.144 | 0.155 | 0.166 | 0.177 | 0.05 | 0.051 | 0.052 | 0.053 | 0.054 | 0 | 0 | 0 | 0 | 0 | 0 | 0 | 0 | 0 | 0 | 0.03 | 0.03 | 0.03 | 0.03 | 0.03 | 0.0373 | 0.0394 | 0.0415 | 0.0436 | 0.0457 | 0 | 0 | 0 | 0 | 0 | 0 | 0 | 0 | 0 | 0 | 0.5 | 0.5 | 0.5 | 0.5 | 0.5 | 0 | 0 | 0 | 0 | 0
South Mills | 0.36017 | 0.526 | 0 |  | 5700 | 0.267 | 0.035 | 0 | 0 | 0.014 | 0.044167 | 46.8421 | 5332 | 5438 | 5547 | 5658 | 5771 | Camden | 0.2576 | 0.2714 | 0.2852 | 0.299 | 0.3128 | 0.012 | 0.012 | 0.012 | 0.012 | 0.012 | 0 | 0 | 0 | 0 | 0 | 0 | 0 | 0 | 0 | 0 | 0.014 | 0.014 | 0.014 | 0.014 | 0.014 | 0.05 | 0.052 | 0.054 | 0.056 | 0.058 | 0 | 0 | 0 | 0 | 0 | 0 | 0 | 0 | 0 | 0 | 0.2 | 0.2 | 0.2 | 0.2 | 0.2 | 0 | 0 | 0 | 0 | 0
South Camden Water and Sewer District | 0.53952 | 0.89 | 0.017047 |  | 5133 | 0.3353 | 0.0291 | 0 | 0.0068 | 0.12 | 0.03127 | 65.3224 | 5163 | 5267 | 5372 | 5480 | 5589 | Camden | 0.2855 | 0.2857 | 0.286 | 0.2862 | 0.2864 | 0.0269 | 0.027 | 0.0271 | 0.0272 | 0.0273 | 0 | 0 | 0 | 0 | 0 | 0.0067 | 0.0068 | 0.0069 | 0.007 | 0.0071 | 0.101 | 0.102 | 0.103 | 0.104 | 0.105 | 0.0694 | 0.0697 | 0.0699 | 0.0701 | 0.0704 | 0 | 0 | 0 | 0 | 0 | 0 | 0 | 0 | 0 | 0 | 0 | 0 | 0 | 0 | 0 | 0.15 | 0.15 | 0.15 | 0.15 | 0.15
Beaufort | 0.44732 | 1.872 | 0 |  | 4391 | 0.2513 | 0.0913 | 0.0085 | 0.0178 | 0.0081 | 0.070317 | 57.2307 | 4500 | 4815 | 5152 | 5515 | 5900 | Carteret | 0.289 | 0.31 | 0.33 | 0.354 | 0.38 | 0.1 | 0.11 | 0.12 | 0.13 | 0.14 | 0.008 | 0.0085 | 0.009 | 0.0095 | 0.01 | 0.02 | 0.023 | 0.025 | 0.03 | 0.032 | 0.027 | 0.03 | 0.033 | 0.036 | 0.04 | 0.038 | 0.041 | 0.054 | 0.067 | 0.08 | 0 | 0 | 0 | 0 | 0 | 0 | 0 | 0 | 0 | 0 | 0 | 0 | 0 | 0 | 0 | 0 | 0 | 0 | 0 | 0
Morehead City | 1.2369 | 3 | 0 |  | 9420 | 0.5345 | 0.3395 | 0.0066 | 0.1296 | 0.04 | 0.1867 | 56.741 | 9750 | 10328 | 11027 | 12981 | 14228 | Carteret | 0.544 | 0.583 | 0.616 | 0.724 | 0.868 | 0.353 | 0.386 | 0.417 | 0.477 | 0.517 | 0.006 | 0.007 | 0.008 | 0.009 | 0.01 | 0.122 | 0.141 | 0.162 | 0.186 | 0.214 | 0.045 | 0.052 | 0.061 | 0.07 | 0.082 | 0.1837 | 0.2006 | 0.217 | 0.2516 | 0.2902 | 0 | 0 | 0 | 0 | 0 | 0 | 0 | 0 | 0 | 0 | 0 | 0 | 0 | 0 | 0 | 0 | 0 | 0 | 0 | 0
Newport | 0.67083 | 1.3925 | 0 |  | 4829 | 0.188 | 0.054 | 0.002 | 0.17 | 0.06 | 0.19683 | 38.9315 | 4890 | 5027 | 5187 | 5322 | 5482 | Carteret | 0.205 | 0.211 | 0.217 | 0.224 | 0.23 | 0.058 | 0.061 | 0.065 | 0.069 | 0.072 | 0.003 | 0.004 | 0.004 | 0.005 | 0.006 | 0.148 | 0.149 | 0.15 | 0.152 | 0.154 | 0.05 | 0.05 | 0.05 | 0.05 | 0.05 | 0.2013 | 0.087 | 0.088 | 0.09 | 0.09 | 0 | 0 | 0 | 0 | 0 | 0 | 0 | 0 | 0 | 0 | 0 | 0 | 0 | 0 | 0 | 0 | 0 | 0 | 0 | 0
Harkers Island WSD | 0.096083 | 0.504 | 0 |  | 2358 | 0.074 | 0.01 | 0 | 0 | 0.0026 | 0.0094833 | 31.3825 | 2494 | 2562 | 2627 | 2692 | 2757 | Carteret | 0.088 | 0.091 | 0.094 | 0.096 | 0.098 | 0.01 | 0.012 | 0.014 | 0.016 | 0.018 | 0 | 0 | 0 | 0 | 0 | 0 | 0 | 0 | 0 | 0 | 0.008 | 0.008 | 0.008 | 0.008 | 0.008 | 0.0103 | 0.0108 | 0.0113 | 0.0116 | 0.012 | 0 | 0 | 0 | 0 | 0 | 0 | 0 | 0 | 0 | 0 | 0 | 0 | 0 | 0 | 0 | 0 | 0 | 0 | 0 | 0
Bogue Banks Water Corp | 1.6193 | 5.76 | 0 |  | 4995 | 1.014 | 0.254 | 0 | 0 | 0.263 | 0.08825 | 203.003 | 4995 | 5050 | 5100 | 5150 | 5200 | Carteret | 1.02 | 1.05 | 1.1 | 1.15 | 1.2 | 0.28 | 0.2825 | 0.285 | 0.2875 | 0.29 | 0 | 0 | 0 | 0 | 0 | 0 | 0 | 0 | 0 | 0 | 0.3 | 0.3 | 0.3 | 0.3 | 0.3 | 0.2163 | 0.2235 | 0.2306 | 0.2378 | 0.245 | 0 | 1 | 1 | 1 | 1 | 0 | 0 | 0 | 0 | 0 | 0 | 0 | 0 | 0 | 0 | 0 | 0 | 0 | 0 | 0
Pine Knoll Shores | 0.33608 | 1.2 | 0 |  | 2225 | 0.251 | 0.062 | 0 | 0 | 0.014 | 0.0090833 | 112.809 | 2193 | 2324 | 2464 | 2612 | 2768 | Carteret | 0.241 | 0.256 | 0.271 | 0.287 | 0.304 | 0.054 | 0.057 | 0.061 | 0.064 | 0.068 | 0 | 0 | 0 | 0 | 0 | 0 | 0 | 0 | 0 | 0 | 0.024 | 0.026 | 0.028 | 0.03 | 0.032 | 0.024 | 0.025 | 0.027 | 0.028 | 0.03 | 0 | 0.3 | 0.6 | 0.6 | 0.6 | 0 | 0 | 0 | 0 | 0 | 0 | 0 | 0 | 0 | 0 | 0 | 0 | 0 | 0 | 0
Atlantic Beach | 0.73117 | 2.5 | 0 |  | 6380 | 0.463 | 0.055 | 0 | 0.015 | 0.249 | -0.050833 | 72.5705 | 6444 | 6540 | 6670 | 6736 | 6940 | Carteret | 0.481 | 0.503 | 0.549 | 0.515 | 0.521 | 0.056 | 0.062 | 0.068 | 0.075 | 0.09 | 0 | 0 | 0 | 0 | 0 | 0.015 | 0.016 | 0.018 | 0.02 | 0.022 | 0.025 | 0.025 | 0.025 | 0.025 | 0.025 | 0.0667 | 0.07 | 0.0763 | 0.0734 | 0.0761 | 0 | 0 | 0 | 0 | 0 | 0 | 0 | 0 | 0 | 0 | 0 | 0 | 0 | 0 | 0 | 0 | 0 | 0 | 0 | 0
West Carteret Water Corporation | 1.0945 | 3.849 | 0 |  | 15420 | 0.731 | 0.045 | 0 | 0.125 | 0.2242 | -0.0307 | 47.406 | 16962 | 18658 | 20524 | 22576 | 24833 | Carteret | 0.804 | 0.884 | 0.973 | 1.0703 | 1.1773 | 0.0495 | 0.055 | 0.061 | 0.068 | 0.075 | 0 | 0 | 0 | 0 | 0 | 0.138 | 0.152 | 0.167 | 0.1884 | 0.203 | 0.1239 | 0.151 | 0.161 | 0.171 | 0.181 | 0.0907 | 0.101 | 0.1108 | 0.1218 | 0.1331 | 0 | 0.432 | 0.432 | 0.432 | 0.432 | 0 | 0 | 0 | 0 | 0 | 0 | 0 | 0 | 0 | 0 | 0 | 0 | 0 | 0 | 0
North River/ Mill Creek Water System | 0.23858 | 0.6768 | 0.015 |  | 2950 | 0.11 | 0.007 | 0.0065 | 0.004 | 0.09 | 0.0060833 | 37.2881 | 2950 | 3000 | 3050 | 3100 | 3150 | Carteret | 0.115 | 0.13 | 0.147 | 0.166 | 0.188 | 0.008 | 0.009 | 0.01 | 0.011 | 0.012 | 0.006 | 0.007 | 0.007 | 0.008 | 0.008 | 0.006 | 0.007 | 0.008 | 0.009 | 0.01 | 0.102 | 0.102 | 0.102 | 0.102 | 0.102 | 0.035 | 0.037 | 0.04 | 0.044 | 0.047 | 0 | 0 | 0 | 0 | 0 | 0 | 0 | 0 | 0 | 0 | 0 | 0 | 0 | 0 | 0 | 0.015 | 0.015 | 0.015 | 0.015 | 0.015
Merrimon | 0.0031167 | 0.086 | 0 |  | 80 | 0.0012 | 0 | 0.0001 | 0.0001 | 0.001 | 0.00071667 | 15 | 85 | 90 | 95 | 100 | 105 | Carteret | 0.0015 | 0.0016 | 0.0017 | 0.0018 | 0.0019 | 0 | 0 | 0 | 0 | 0 | 0 | 0 | 0 | 0 | 0 | 0.0001 | 0.0001 | 0.0001 | 0.0001 | 0.0001 | 0.0018 | 0.0018 | 0.0018 | 0.0018 | 0.0018 | 0.0001 | 0.0001 | 0.0001 | 0.0001 | 0.0001 | 0 | 0 | 0 | 0 | 0 | 0 | 0 | 0 | 0 | 0 | 0 | 0 | 0 | 0 | 0 | 0 | 0 | 0 | 0 | 0
Edenton | 0.5135 | 1.258 | 0 |  | 5500 | 0.201 | 0.089 | 0.015 | 0.089 | 0.013 | 0.1065 | 36.5455 | 5582 | 5642 | 5702 | 5784 | 5833 | Chowan | 0.211 | 0.215 | 0.221 | 0.227 | 0.232 | 0.104 | 0.106 | 0.108 | 0.112 | 0.124 | 0.006 | 0.008 | 0.009 | 0.01 | 0.014 | 0.092 | 0.094 | 0.097 | 0.1 | 0.111 | 0.013 | 0.013 | 0.014 | 0.015 | 0.016 | 0.032 | 0.0327 | 0.0337 | 0.0348 | 0.0373 | 0 | 0 | 0 | 0 | 0 | 0 | 0 | 0 | 0 | 0 | 0 | 0 | 0 | 0 | 0 | 0 | 0 | 0 | 0 | 0
Chowan County | 1.0369 | 2.015 | 0.025858 |  | 10762 | 0.512 | 0.063 | 0.006 | 0.041 | 0.08 | 0.30906 | 47.5748 | 11200 | 11650 | 11785 | 11902 | 12362 | Chowan | 0.6 | 0.65 | 0.705 | 0.775 | 0.825 | 0.05 | 0.055 | 0.065 | 0.075 | 0.09 | 0.005 | 0.005 | 0.006 | 0.007 | 0.01 | 0.022 | 0.023 | 0.025 | 0.028 | 0.03 | 0.038 | 0.04 | 0.05 | 0.055 | 0.065 | 0.116 | 0.125 | 0.138 | 0.152 | 0.165 | 0 | 0 | 0 | 0 | 0 | 0 | 0 | 0 | 0 | 0 | 0 | 0 | 0 | 0 | 0 | 0 | 0 | 0 | 0 | 0
Whiteville | 1.0874 | 2.297 | 0.0009326 |  | 5422 | 0.2116 | 0.4423 | 0.0017 | 0.1062 | 0.0878 | 0.23682 | 39.0262 | 5430 | 5480 | 5540 | 5600 | 5650 | Columbus | 0.234 | 0.2369 | 0.2398 | 0.2428 | 0.2558 | 0.4508 | 0.4564 | 0.4621 | 0.4678 | 0.4336 | 0.0013 | 0.0014 | 0.0015 | 0.0016 | 0.0017 | 0.1941 | 0.1965 | 0.1989 | 0.2014 | 0.2039 | 0.098 | 0.099 | 0.1 | 0.101 | 0.102 | 0.1784 | 0.1806 | 0.1828 | 0.185 | 0.1818 | 0 | 0 | 0 | 0 | 0 | 0 | 0 | 0 | 0 | 0 | 0 | 0 | 0 | 0 | 0 | 0 | 0 | 0 | 0 | 0
Tabor City | 0.45084 | 1.444 | 0 |  | 3277 | 0.2492 | 0.0249 | 0.0184 | 0.1228 | 0.001 | 0.034542 | 76.0452 | 3288 | 3344 | 3396 | 3448 | 3501 | Columbus | 0.25 | 0.2542 | 0.2581 | 0.262 | 0.266 | 0.025 | 0.0254 | 0.0258 | 0.0262 | 0.0266 | 0.0184 | 0.0184 | 0.0184 | 0.0184 | 0.0184 | 0.1232 | 0.1253 | 0.1272 | 0.1291 | 0.1311 | 0.001 | 0.001 | 0.001 | 0.001 | 0.001 | 0.03 | 0.03 | 0.03 | 0.03 | 0.03 | 0 | 0 | 0 | 0 | 0 | 0 | 0 | 0 | 0 | 0 | 0.1 | 0 | 0 | 0 | 0 | 0.3 | 0.3 | 0 | 0 | 0
Chadbourn | 0.20029 | 0.933 | 0 |  | 1850 | 0.096 | 0.0332 | 0.025 | 0.0005 | 0.022 | 0.023592 | 51.8919 | 1850 | 1850 | 1850 | 1850 | 1850 | Columbus | 0.096 | 0.096 | 0.096 | 0.096 | 0.096 | 0.0332 | 0.0332 | 0.0332 | 0.0332 | 0.0332 | 0.025 | 0.025 | 0.025 | 0.025 | 0.025 | 0.0005 | 0.0005 | 0.0005 | 0.0005 | 0.0005 | 0.022 | 0.022 | 0.022 | 0.022 | 0.022 | 0.03 | 0.03 | 0.03 | 0.03 | 0.03 | 0 | 0 | 0 | 0 | 0 | 0 | 0 | 0 | 0 | 0 | 0 | 0 | 0 | 0 | 0 | 0 | 0 | 0 | 0 | 0
Fair Bluff | 0.074033 | 0.468 | 0 |  | 600 | 0.06 | 0.001 | 0.001 | 0.002 | 0 | 0.010033 | 100 | 600 | 620 | 640 | 660 | 700 | Columbus | 0.06 | 0.07 | 0.08 | 0.09 | 0.1021 | 0.001 | 0.001 | 0.001 | 0.001 | 0.001 | 0.001 | 0.002 | 0.002 | 0.002 | 0.002 | 0.002 | 0.002 | 0.002 | 0.002 | 0.002 | 0 | 0 | 0 | 0 | 0 | 0.007 | 0.008 | 0.009 | 0.01 | 0.011 | 0 | 0 | 0 | 0 | 0 | 0 | 0 | 0 | 0 | 0 | 0 | 0 | 0 | 0 | 0 | 0 | 0 | 0 | 0 | 0
Brunswick | 0.035342 | 0.214 | 0 |  | 460 | 0.031 | 0.0026 | 0 | 0 | 0.001 | 0.00074167 | 67.3913 | 460 | 460 | 460 | 460 | 460 | Columbus | 0.031 | 0.031 | 0.031 | 0.031 | 0.031 | 0.0026 | 0.0026 | 0.0026 | 0.0026 | 0.0026 | 0 | 0 | 0 | 0 | 0 | 0 | 0 | 0 | 0 | 0 | 0.001 | 0.001 | 0.001 | 0.001 | 0.001 | 0.002 | 0.002 | 0.002 | 0.002 | 0.002 | 0 | 0 | 0 | 0 | 0 | 0 | 0 | 0 | 0 | 0 | 0 | 0 | 0 | 0 | 0 | 0 | 0 | 0 | 0 | 0
Lake Waccamaw | 0.15144 | 0.34 | 0 |  | 1495 | 0.0851 | 0.008 | 0.0058 | 0.0249 | 0.015 | 0.012642 | 56.9231 | 1495 | 1510 | 1525 | 1540 | 1555 | Columbus | 0.084 | 0.085 | 0.086 | 0.087 | 0.088 | 0.0074 | 0.0074 | 0.0074 | 0.0074 | 0.0074 | 0.0057 | 0.0057 | 0.0057 | 0.0057 | 0.0057 | 0.028 | 0.0285 | 0.029 | 0.029 | 0.029 | 0.02 | 0.02 | 0.02 | 0.02 | 0.02 | 0.0173 | 0.0173 | 0.0173 | 0.0173 | 0.0173 | 0 | 0.288 | 0.288 | 0.288 | 0.288 | 0 | 0 | 0 | 0 | 0 | 0 | 0 | 0 | 0 | 0 | 0 | 0 | 0 | 0 | 0
Bolton | 0.075383 | 0.4 | 0 |  | 750 | 0.016 | 0 | 0 | 0 | 0.001 | 0.058383 | 21.3333 | 750 | 751 | 752 | 752 | 753 | Columbus | 0.016 | 0.016 | 0.016 | 0.016 | 0.016 | 0 | 0 | 0 | 0 | 0 | 0 | 0 | 0 | 0 | 0 | 0 | 0 | 0 | 0 | 0 | 0.001 | 0.001 | 0.001 | 0.001 | 0.001 | 0.058 | 0.058 | 0.058 | 0.058 | 0.058 | 0 | 0 | 0 | 0 | 0 | 0 | 0 | 0 | 0 | 0 | 0 | 0 | 0 | 0 | 0 | 0 | 0 | 0 | 0 | 0
Cerro Gordo | ERROR | 0 | 0 |  | #N/A | 0 | 0 | 0 | 0 | 0 | #VALUE! | ERROR | 0 | 0 | 0 | 0 | 0 | Columbus | 0 | 0 | 0 | 0 | 0 | 0 | 0 | 0 | 0 | 0 | 0 | 0 | 0 | 0 | 0 | 0 | 0 | 0 | 0 | 0 | 0 | 0 | 0 | 0 | 0 | 0 | 0 | 0 | 0 | 0 | 0 | 0 | 0 | 0 | 0 | 0 | 0 | 0 | 0 | 0 | 0 | 0 | 0 | 0 | 0 | 0 | 0 | 0 | 0 | 0
Columbus Co WSD I | 0.41782 | 0.3 | 0 |  | 1700 | 0.159 | 0.0128 | 0 | 0.0028 | 0.001 | 0.24222 | 93.5294 | 1700 | 1700 | 1700 | 1700 | 1700 | Columbus | 0.159 | 0.159 | 0.159 | 0.159 | 0.159 | 0.013 | 0.013 | 0.013 | 0.013 | 0.013 | 0 | 0 | 0 | 0 | 0 | 0.003 | 0.003 | 0.003 | 0.003 | 0.003 | 0.001 | 0.001 | 0.001 | 0.01 | 0.01 | 0.4 | 0.4 | 0.4 | 0.5946 | 0.5946 | 0 | 0 | 0 | 0 | 0 | 0 | 0 | 0 | 0 | 0 | 0.4185 | 0.4185 | 0 | 0 | 0 | 0 | 0 | 0 | 0 | 0
Boardman | 0.0084167 | 0.2 | 0 |  | 150 | 0.006 | 0.003 | 0 | 0 | 0 | -0.00058333 | 40 | 150 | 155 | 160 | 165 | 170 | Columbus | 0.006 | 0.0062 | 0.0064 | 0.0066 | 0.0068 | 0.003 | 0.003 | 0.003 | 0.003 | 0.003 | 0 | 0 | 0 | 0 | 0 | 0 | 0 | 0 | 0 | 0 | 0 | 0 | 0 | 0 | 0 | 0.001 | 0.001 | 0.001 | 0.001 | 0.001 | 0 | 0 | 0 | 0 | 0 | 0 | 0 | 0 | 0 | 0 | 0.2 | 0.2 | 0.2 | 0.2 | 0.2 | 0 | 0 | 0 | 0 | 0
New Bern | 3.9392 | 7.6231 | 0 |  | 38658 | 1.606 | 0.688 | 0.552 | 0 | 0.3 | 0.79317 | 41.5438 | 39240 | 45540 | 52800 | 61300 | 71200 | Craven | 1.63 | 1.892 | 2.195 | 2.548 | 2.957 | 0.698 | 0.81 | 0.9741 | 1.092 | 1.267 | 0.56 | 0.65 | 0.755 | 0.876 | 1.016 | 0 | 0 | 0 | 0 | 0 | 0.305 | 0.353 | 0.41 | 0.476 | 0.552 | 0.772 | 0.897 | 1.041 | 1.2 | 1.4 | 0 | 0 | 0 | 0 | 0 | 0 | 0 | 0 | 0 | 0 | 0 | 0 | 0 | 0 | 0 | 0 | 0 | 0 | 0 | 0
Havelock | 1.2119 | 2.8 | 0.008 |  | 14477 | 0.6 | 0.226 | 0 | 0.017 | 0.197 | 0.16392 | 41.4451 | 14675 | 15275 | 15875 | 16475 | 16675 | Craven | 0.6013 | 0.6143 | 0.6273 | 0.6373 | 0.6473 | 0.24 | 0.255 | 0.265 | 0.275 | 0.285 | 0 | 0 | 0 | 0 | 0 | 0.019 | 0.021 | 0.024 | 0.027 | 0.03 | 0.2 | 0.205 | 0.21 | 0.215 | 0.22 | 0.18 | 0.185 | 0.19 | 0.19 | 0.19 | 0 | 0.72 | 0.72 | 0.72 | 0.72 | 0 | 0 | 0 | 0 | 0 | 0 | 0 | 0 | 0 | 0 | 0.008 | 0.008 | 0.008 | 0.008 | 0.008
Vanceboro | 0.18742 | 0.432 | 0 |  | 1864 | 0.068 | 0.01 | 0.002 | 0.078 | 0.011 | 0.018417 | 36.4807 | 1875 | 1914 | 1949 | 2017 | 2111 | Craven | 0.068 | 0.0689 | 0.0702 | 0.0726 | 0.076 | 0.0071 | 0.0079 | 0.0086 | 0.0095 | 0.0105 | 0.0021 | 0.0024 | 0.0027 | 0.003 | 0.0033 | 0.0724 | 0.0797 | 0.0876 | 0.0964 | 0.106 | 0.017 | 0.018 | 0.019 | 0.02 | 0.021 | 0.0226 | 0.0241 | 0.0258 | 0.0278 | 0.0299 | 0 | 0 | 0 | 0 | 0 | 0 | 0 | 0 | 0 | 0 | 0 | 0 | 0 | 0 | 0 | 0 | 0 | 0 | 0 | 0
Dover | 0.034917 | 0.1 | 0 |  | 425 | 0.018 | 0.002 | 0 | 0.003 | 0.004 | 0.0079167 | 42.3529 | 425 | 430 | 435 | 440 | 445 | Craven | 0.021 | 0.0211 | 0.0213 | 0.0216 | 0.0218 | 0.002 | 0.003 | 0.004 | 0.004 | 0.004 | 0 | 0 | 0 | 0 | 0 | 0.003 | 0.003 | 0.003 | 0.003 | 0.003 | 0.001 | 0.001 | 0.001 | 0.001 | 0.001 | 0.0016 | 0.0018 | 0.0019 | 0.002 | 0.002 | 0 | 0 | 0 | 0 | 0 | 0 | 0 | 0 | 0 | 0 | 0.002 | 0.002 | 0.002 | 0.002 | 0.002 | 0 | 0 | 0 | 0 | 0
Cherry Point MCAS | 3.9433 | 9.63 | 0 |  | 15926 | 0.901 | 0.3 | 1.65 | 0.2 | 0.49 | 0.40225 | 56.5742 | 15926 | 15926 | 15926 | 15926 | 15926 | Craven | 1 | 1 | 1 | 1 | 1 | 0.2 | 0.2 | 0.2 | 0.2 | 0.2 | 2 | 2 | 2 | 2 | 2 | 0.1 | 0.1 | 0.1 | 0.1 | 0.1 | 0.39 | 0.39 | 0.39 | 0.39 | 0.39 | 0.292 | 0.292 | 0.292 | 0.292 | 0.292 | 0 | 0 | 0 | 0 | 0 | 0 | 0 | 0 | 0 | 0 | 0 | 0 | 0 | 0 | 0 | 0 | 0 | 0 | 0 | 0
First Craven Sanitary District | 0.56167 | 1.476 | 0 |  | 6100 | 0.304 | 0.026 | 0.004 | 0.004 | 0.105 | 0.11867 | 49.8361 | 6150 | 6730 | 7400 | 8150 | 8960 | Craven | 0.312 | 0.3432 | 0.3774 | 0.4157 | 0.457 | 0.027 | 0.0297 | 0.0327 | 0.0359 | 0.0395 | 0.005 | 0.0061 | 0.0067 | 0.0073 | 0.0081 | 0.0041 | 0.0045 | 0.005 | 0.0055 | 0.006 | 0.106 | 0.118 | 0.128 | 0.137 | 0.145 | 0.075 | 0.085 | 0.095 | 0.105 | 0.115 | 0 | 0.5 | 0.5 | 0.5 | 0.5 | 0 | 0 | 0 | 0 | 0 | 0 | 0 | 0 | 0 | 0 | 0 | 0 | 0 | 0 | 0
Cove City | 0.033333 | 0.25 | 0 |  | 440 | 0.024 | 0.002 | 0 | 0.002 | 0.002 | 0.0033333 | 54.5455 | 450 | 500 | 550 | 600 | 650 | Craven | 0.0235 | 0.025 | 0.0275 | 0.03 | 0.033 | 0.0023 | 0.003 | 0.0032 | 0.0034 | 0.0036 | 0 | 0 | 0 | 0 | 0 | 0.002 | 0.0022 | 0.0024 | 0.0026 | 0.0028 | 0.0025 | 0.003 | 0.0032 | 0.0034 | 0.0036 | 0.0042 | 0.0046 | 0.005 | 0.0054 | 0.0059 | 0 | 0 | 0 | 0 | 0 | 0 | 0 | 0 | 0 | 0 | 0.25 | 0.25 | 0.25 | 0.25 | 0.25 | 0 | 0 | 0 | 0 | 0
Craven County | 3.0744 | 6.6916 | 0.034743 |  | 36250 | 1.7199 | 0.3234 | 0 | 0 | 0.6933 | 0.30301 | 47.4455 | 36250 | 41688 | 47941 | 55132 | 63401 | Craven | 1.885 | 2.1678 | 2.4929 | 2.8668 | 3.2969 | 0.28 | 0.33 | 0.39 | 0.45 | 0.5 | 0 | 0 | 0 | 0 | 0 | 0 | 0 | 0 | 0 | 0 | 0.66 | 0.67 | 0.68 | 0.69 | 0.7 | 0.321 | 0.321 | 0.321 | 0.321 | 0.321 | 0 | 0 | 0 | 0 | 0 | 0 | 0 | 0 | 0 | 0 | 0 | 0 | 0 | 0 | 0 | 0.5 | 0.5 | 0.5 | 0.5 | 0.5
River Bend | 0.24875 | 1 | 0 |  | 2885 | 0.128 | 0.009 | 0.009 | 0 | 0.065 | 0.03775 | 44.3674 | 2885 | 2901 | 2930 | 2959 | 2988 | Craven | 0.1322 | 0.1334 | 0.1348 | 0.1361 | 0.1374 | 0.0122 | 0.0123 | 0.0124 | 0.0126 | 0.0127 | 0.0111 | 0.0112 | 0.0113 | 0.0114 | 0.0116 | 0 | 0 | 0 | 0 | 0 | 0.043 | 0.05 | 0.055 | 0.06 | 0.065 | 0.0359 | 0.0375 | 0.0387 | 0.0398 | 0.041 | 0 | 0 | 0 | 0 | 0 | 0 | 0 | 0 | 0 | 0 | 0 | 0 | 0 | 0 | 0 | 0 | 0 | 0 | 0 | 0
Fairfield Harbour | 0.36755 | 1.012 | 0 |  | 4741 | 0.2054 | 0.0039 | 0 | 0 | 0.0082 | 0.15005 | 43.3242 | 4780 | 5019 | 5270 | 5534 | 5810 | Craven | 0.2103 | 0.2208 | 0.2319 | 0.2435 | 0.2556 | 0.004 | 0.0042 | 0.0045 | 0.0047 | 0.0049 | 0 | 0 | 0 | 0 | 0 | 0 | 0 | 0 | 0 | 0 | 0.012 | 0.012 | 0.012 | 0.012 | 0.012 | 0.1527 | 0.16 | 0.1677 | 0.1756 | 0.1839 | 0 | 0 | 0 | 0 | 0 | 0 | 0 | 0 | 0 | 0 | 0 | 0 | 0 | 0 | 0 | 0 | 0 | 0 | 0 | 0
Currituck Co - Mainland | 1.0148 | 3.064 | 0 |  | 12984 | 0.6 | 0.185 | 0 | 0.02 | 0.36 | -0.15025 | 46.2107 | 13000 | 13100 | 13220 | 13487 | 13760 | Currituck | 0.597 | 0.609 | 0.621 | 0.633 | 0.646 | 0.21 | 0.231 | 0.254 | 0.28 | 0.308 | 0 | 0 | 0 | 0 | 0 | 0.016 | 0.017 | 0.018 | 0.019 | 0.02 | 0.293 | 0.299 | 0.305 | 0.314 | 0.319 | 0.0903 | 0.0936 | 0.097 | 0.1009 | 0.1047 | 0 | 0.465 | 0.465 | 0.465 | 0.465 | 0 | 0 | 0 | 0 | 0 | 0 | 0 | 0 | 0 | 0 | 0 | 0 | 0 | 0 | 0
Nags Head | 1.0888 | 3.5 | 0 |  | 3125 | 0.6353 | 0.2824 | 0 | 0.0169 | 0.0259 | 0.12833 | 203.296 | 3172 | 3330 | 3497 | 3672 | 3855 | Dare | 0.698 | 0.733 | 0.769 | 0.808 | 0.848 | 0.231 | 0.243 | 0.255 | 0.268 | 0.281 | 0 | 0 | 0 | 0 | 0 | 0.019 | 0.02 | 0.021 | 0.022 | 0.023 | 0.132 | 0.132 | 0.132 | 0.132 | 0.132 | 0.12 | 0.125 | 0.131 | 0.137 | 0.143 | 0 | 0 | 0 | 0 | 0 | 0 | 0 | 0 | 0 | 0 | 3.5 | 3.5 | 3.5 | 3.5 | 3.5 | 0 | 0 | 0 | 0 | 0
Kill Devil Hills | 1.1461 | 3 | 0 |  | 7200 | 0.9382 | 0.0582 | 0 | 0 | 0.015 | 0.13468 | 130.3056 | 7308 | 7673 | 8057 | 8460 | 8883 | Dare | 1.096 | 1.151 | 1.209 | 1.269 | 1.332 | 0.053 | 0.055 | 0.058 | 0.061 | 0.064 | 0 | 0 | 0 | 0 | 0 | 0 | 0 | 0 | 0 | 0 | 0.001 | 0.001 | 0.001 | 0.001 | 0.001 | 0.084 | 0.098 | 0.109 | 0.12 | 0.133 | 0 | 0 | 0 | 0 | 0 | 0 | 0 | 0 | 0 | 0 | 3 | 3 | 3 | 3 | 3 | 0 | 0 | 0 | 0 | 0
Manteo | 0.22755 | 1 | 0 |  | 1382 | 0.1612 | 0.0405 | 0 | 0.0125 | 0.003 | 0.01035 | 116.6425 | 1451 | 1524 | 1600 | 1680 | 1764 | Dare | 0.168 | 0.177 | 0.186 | 0.195 | 0.205 | 0.043 | 0.045 | 0.047 | 0.049 | 0.052 | 0 | 0 | 0 | 0 | 0 | 0.013 | 0.014 | 0.014 | 0.015 | 0.016 | 0.004 | 0.004 | 0.005 | 0.005 | 0.005 | 0.0113 | 0.0119 | 0.0125 | 0.0131 | 0.0138 | 0 | 0 | 0 | 0 | 0 | 0 | 0 | 0 | 0 | 0 | 1 | 1 | 1 | 1 | 1 | 0 | 0 | 0 | 0 | 0
Dare Co. Cape Hatteras | 1.4286 | 3.34 | 0 |  | 5486 | 0.611 | 0.211 | 0 | 0 | 0.503 | 0.10358 | 111.3744 | 5760 | 6048 | 6772 | 7111 | 7466 | Dare | 0.6416 | 0.6737 | 0.7073 | 0.7427 | 0.7799 | 0.2216 | 0.2327 | 0.2443 | 0.2565 | 0.2693 | 0 | 0 | 0 | 0 | 0 | 0 | 0 | 0 | 0 | 0 | 0.5282 | 0.5546 | 0.5823 | 0.6145 | 0.6452 | 0.1094 | 0.1149 | 0.1206 | 0.1269 | 0.1333 | 0 | 1 | 1 | 1 | 1 | 0 | 0 | 0 | 0 | 0 | 0 | 0 | 0 | 0 | 0 | 0 | 0 | 0 | 0 | 0
Dare Co Regional | 6.8331 | 9.6245 | 2.476 |  | 22766 | 1.76 | 0.33 | 0 | 0.335 | 1.1 | 0.83208 | 77.3083 | 23000 | 23500 | 24000 | 24500 | 26000 | Dare | 1.8 | 2 | 2.2 | 2.4 | 2.6 | 0.32 | 0.33 | 0.34 | 0.35 | 0.36 | 0 | 0 | 0 | 0 | 0 | 0 | 0 | 0 | 0 | 0 | 1 | 1 | 1 | 1 | 1 | 0.55 | 0.5499 | 0.545 | 0.589 | 0.635 | 0.9 | 3.8 | 3.8 | 3.8 | 3.8 | 0 | 0 | 0 | 0 | 0 | 0 | 0 | 0 | 0 | 0 | 7.5 | 7.5 | 7.5 | 7.5 | 7.5
Dare Co Rodanthe-Waves-Salvo | 0.42317 | 1.875 | 0 |  | 1322 | 0.246 | 0.06 | 0 | 0.0031 | 0.135 | -0.020933 | 186.0817 | 1244 | 1331 | 1424 | 1524 | 1631 | Dare | 0.282 | 0.302 | 0.323 | 0.346 | 0.37 | 0.083 | 0.089 | 0.095 | 0.102 | 0.109 | 0 | 0 | 0 | 0 | 0 | 0 | 0 | 0 | 0 | 0 | 0.105 | 0.112 | 0.12 | 0.128 | 0.137 | 0.0714 | 0.0765 | 0.0818 | 0.0876 | 0.0936 | 0 | 0 | 0 | 0 | 0 | 0 | 0 | 0 | 0 | 0 | 0 | 0 | 0 | 0 | 0 | 0 | 0 | 0 | 0 | 0
Wallace | 0.66617 | 2.5308 | 0.06146 |  | 5825 | 0.25 | 0.222 | 0 | 0.032 | 0.009 | 0.091706 | 42.9185 | 5857 | 5887 | 5923 | 6035 | 6544 | Duplin | 0.229 | 0.232 | 0.245 | 0.255 | 0.267 | 0.198 | 0.204 | 0.208 | 0.217 | 0.225 | 0 | 0 | 0 | 0 | 0 | 0.025 | 0.029 | 0.032 | 0.033 | 0.034 | 0.009 | 0.011 | 0.012 | 0.012 | 0.014 | 0.1722 | 0.1778 | 0.1856 | 0.1931 | 0.2017 | 0 | 0.1 | 0.3 | 0.3 | 0.3 | 0 | 0 | 0 | 0 | 0 | 0 | 0 | 0 | 0 | 0 | 0.108 | 0.108 | 0.108 | 0.108 | 0.108
Warsaw | 0.37383 | 1.134 | 0 |  | 3115 | 0.144 | 0.138 | 0.052 | 0.007 | 0.0035 | 0.029333 | 46.2279 | 3180 | 3200 | 3220 | 3250 | 3280 | Duplin | 0.14 | 0.145 | 0.148 | 0.152 | 0.16 | 0.11 | 0.115 | 0.119 | 0.12 | 0.128 | 0.01 | 0.012 | 0.013 | 0.015 | 0.017 | 0.022 | 0.023 | 0.024 | 0.025 | 0.026 | 0.05 | 0.05 | 0.05 | 0.055 | 0.055 | 0.1 | 0.119 | 0.124 | 0.132 | 0.138 | 0 | 0 | 0 | 0 | 0 | 0 | 0 | 0 | 0 | 0 | 0 | 0 | 0 | 0 | 0 | 0 | 0 | 0 | 0 | 0
Beulaville | 0.12713 | 0.3851 | 0 |  | 1326 | 0.047 | 0.031 | 0.01 | 0.012 | 0.01 | 0.017133 | 35.4449 | 1400 | 1475 | 1550 | 1700 | 1800 | Duplin | 0.065 | 0.07 | 0.075 | 0.075 | 0.08 | 0.03 | 0.035 | 0.035 | 0.039 | 0.039 | 0.012 | 0.013 | 0.013 | 0.014 | 0.015 | 0.009 | 0.011 | 0.013 | 0.015 | 0.017 | 0.01 | 0.01 | 0.015 | 0.015 | 0.02 | 0.015 | 0.016 | 0.017 | 0.017 | 0.018 | 0.036 | 0.036 | 0.036 | 0.036 | 0.036 | 0 | 0 | 0 | 0 | 0 | 0 | 0 | 0 | 0 | 0 | 0 | 0 | 0 | 0 | 0
Rose Hill | 0.20842 | 1.296 | 0 |  | 1867 | 0.071 | 0.025 | 0.089 | 0.005 | 0.005 | 0.013417 | 38.0289 | 1866 | 1884 | 1903 | 1922 | 1941 | Duplin | 0.082 | 0.083 | 0.084 | 0.085 | 0.085 | 0.024 | 0.025 | 0.025 | 0.026 | 0.027 | 0.142 | 0.145 | 0.147 | 0.15 | 0.153 | 0.005 | 0.006 | 0.007 | 0.009 | 0.01 | 0.005 | 0.005 | 0.005 | 0.005 | 0.005 | 0.0175 | 0.0179 | 0.0181 | 0.0186 | 0.019 | 0 | 0 | 0 | 0 | 0 | 0 | 0 | 0 | 0 | 0 | 0 | 0 | 0 | 0 | 0 | 0 | 0 | 0 | 0 | 0
Kenansville | 0.15525 | 0.538 | 0 |  | 876 | 0.071 | 0.028 | 0 | 0.047 | 0.001 | 0.00825 | 81.0502 | 952 | 995 | 1070 | 1107 | 1158 | Duplin | 0.075 | 0.076 | 0.077 | 0.081 | 0.092 | 0.037 | 0.039 | 0.041 | 0.042 | 0.044 | 0 | 0 | 0 | 0 | 0 | 0.05 | 0.055 | 0.057 | 0.061 | 0.064 | 0.003 | 0.003 | 0.003 | 0.003 | 0.003 | 0.0088 | 0.0092 | 0.0094 | 0.0099 | 0.0108 | 0 | 0 | 0 | 0 | 0 | 0 | 0 | 0 | 0 | 0 | 0 | 0 | 0 | 0 | 0 | 0 | 0 | 0 | 0 | 0
Magnolia | 0.073092 | 0.27 | 0 |  | 980 | 0.0475 | 0.005 | 0 | 0.005 | 0.0065 | 0.0090917 | 48.4694 | 1362 | 1594 | 1624 | 1655 | 1686 | Duplin | 0.078 | 0.091 | 0.093 | 0.095 | 0.115 | 0.013 | 0.015 | 0.018 | 0.022 | 0.027 | 0 | 0 | 0 | 0 | 0 | 0 | 0 | 0 | 0 | 0 | 0.004 | 0.005 | 0.006 | 0.008 | 0.011 | 0.006 | 0.007 | 0.007 | 0.007 | 0.009 | 0 | 0 | 0 | 0 | 0 | 0 | 0 | 0 | 0 | 0 | 0 | 0 | 0 | 0 | 0 | 0 | 0 | 0 | 0 | 0
Faison | 0.54267 | 1.674 | 0 |  | 995 | 0.0481 | 0.01 | 0.442 | 0 | 0.0222 | 0.020367 | 48.3417 | 995 | 995 | 995 | 995 | 995 | Duplin | 0.05 | 0.05 | 0.05 | 0.05 | 0.05 | 0.01 | 0.01 | 0.01 | 0.01 | 0.01 | 0.421 | 0.421 | 0.421 | 0.421 | 0.421 | 0 | 0 | 0 | 0 | 0 | 0.021 | 0.021 | 0.021 | 0.021 | 0.021 | 0.023 | 0.024 | 0.026 | 0.027 | 0.027 | 0 | 0 | 0 | 0 | 0 | 0 | 0 | 0 | 0 | 0 | 0 | 0 | 0 | 0 | 0 | 0 | 0 | 0 | 0 | 0
Teachey | 0.051992 | 0.1 | 0 |  | 635 | 0.035 | 0 | 0 | 0 | 0 | 0.016992 | 55.1181 | 400 | 500 | 500 | 500 | 500 | Duplin | 0.024 | 0.032 | 0.032 | 0.032 | 0.032 | 0.003 | 0.003 | 0.003 | 0.003 | 0.003 | 0 | 0 | 0 | 0 | 0 | 0.002 | 0.002 | 0.002 | 0.002 | 0.002 | 0 | 0 | 0 | 0 | 0 | 0.0052 | 0.0052 | 0.0052 | 0.0052 | 0.0052 | 0 | 0 | 0 | 0 | 0 | 0 | 0 | 0 | 0 | 0 | 0.1 | 0.1 | 0.1 | 0.1 | 0.1 | 0 | 0 | 0 | 0 | 0
Calypso | 0.084417 | 0.25 | 0 |  | 553 | 0.037 | 0.001 | 0.0301 | 0.008 | 0.0011 | 0.0072167 | 66.9078 | 662 | 754 | 765 | 845 | 845 | Duplin | 0.032 | 0.034 | 0.037 | 0.041 | 0.045 | 0.006 | 0.007 | 0.008 | 0.009 | 0.01 | 0.038 | 0.039 | 0.04 | 0.041 | 0.042 | 0.009 | 0.009 | 0.009 | 0.01 | 0.01 | 0.003 | 0.003 | 0.003 | 0.003 | 0.003 | 0.011 | 0.012 | 0.012 | 0.013 | 0.014 | 0 | 0 | 0 | 0 | 0 | 0 | 0 | 0 | 0 | 0 | 0 | 0 | 0 | 0 | 0 | 0 | 0 | 0 | 0 | 0
Chinquapin Water Association | 0.32783 | 0.8531 | 0.044 |  | 4686 | 0.239 | 0.003 | 0 | 0.022 | 0.001 | 0.018833 | 51.003 | 4691 | 4738 | 4785 | 4833 | 4881 | Duplin | 0.2346 | 0.2369 | 0.2393 | 0.2417 | 0.2441 | 0.003 | 0.003 | 0.0031 | 0.0031 | 0.0031 | 0 | 0 | 0 | 0 | 0 | 0.022 | 0.024 | 0.026 | 0.028 | 0.031 | 0.001 | 0.001 | 0.001 | 0.001 | 0.001 | 0.0189 | 0.0196 | 0.0203 | 0.021 | 0.0217 | 0 | 0 | 0 | 0 | 0 | 0 | 0 | 0 | 0 | 0 | 0 | 0 | 0 | 0 | 0 | 0 | 0 | 0 | 0 | 0
Greenevers | 0.065417 | 0.1 | 0 |  | 1390 | 0.043 | 0.002 | 0 | 0.008 | 0.003 | 0.0094167 | 30.9353 | 1425 | 1462 | 1500 | 1544 | 1600 | Duplin | 0.046 | 0.047 | 0.048 | 0.049 | 0.051 | 0.003 | 0.003 | 0.003 | 0.003 | 0.003 | 0 | 0 | 0 | 0 | 0 | 0.01 | 0.012 | 0.013 | 0.014 | 0.015 | 0.002 | 0.002 | 0.002 | 0.002 | 0.002 | 0.0133 | 0.014 | 0.0144 | 0.0149 | 0.0155 | 0 | 0 | 0 | 0 | 0 | 0 | 0 | 0 | 0 | 0 | 0 | 0 | 0 | 0 | 0 | 0 | 0 | 0 | 0 | 0
Duplin Co | 1.8358 | 4.3744 | 0 |  | 18542 | 1.002 | 0.528 | 0 | 0.024 | 0.0016 | 0.28023 | 54.0395 | 18555 | 18580 | 18612 | 18674 | 18794 | Duplin | 1.007 | 1.008 | 1.01 | 1.012 | 1.015 | 0.5005 | 0.5012 | 0.5023 | 0.5048 | 0.5076 | 0 | 0 | 0 | 0 | 0 | 0.022 | 0.025 | 0.026 | 0.028 | 0.03 | 0.012 | 0.014 | 0.015 | 0.015 | 0.016 | 0.2811 | 0.2823 | 0.2832 | 0.2844 | 0.286 | 0 | 0 | 0 | 0 | 0 | 0 | 0 | 0 | 0 | 0 | 0 | 0 | 0 | 0 | 0 | 0 | 0 | 0 | 0 | 0
Tarboro | 2.3403 | 12 | 0.562 |  | 11415 | 0.815 | 0.399 | 0.416 | 0.021 | 0.09 | 0.03725 | 71.3973 | 10960 | 10505 | 10050 | 9595 | 9140 | Edgecombe | 0.883 | 0.847 | 0.81 | 0.773 | 0.737 | 0.396 | 0.38 | 0.364 | 0.349 | 0.335 | 0.236 | 0.226 | 0.216 | 0.207 | 0.198 | 0.273 | 0.262 | 0.251 | 0.24 | 0.23 | 0.074 | 0.072 | 0.072 | 0.07 | 0.069 | 0.0868 | 0.0833 | 0.0798 | 0.0764 | 0.0731 | 0 | 0 | 0 | 0 | 0 | 0 | 0 | 0 | 0 | 0 | 0 | 0 | 0 | 0 | 0 | 0.853 | 0.853 | 0.853 | 0.853 | 0.853
Pinetops | 0.1685 | 0.2294 | 0 |  | 1307 | 0.082 | 0.026 | 0.004 | 0.015 | 0.02 | 0.0215 | 62.7391 | 1350 | 1400 | 1450 | 1500 | 1500 | Edgecombe | 0.088 | 0.1 | 0.1 | 0.1 | 0.1 | 0.029 | 0.03 | 0.03 | 0.03 | 0.03 | 0.005 | 0.005 | 0.005 | 0.005 | 0.005 | 0.016 | 0.016 | 0.016 | 0.016 | 0.016 | 0.08 | 0.08 | 0.08 | 0.08 | 0.08 | 0.0297 | 0.0385 | 0.0385 | 0.0385 | 0.0385 | 0.144 | 0.144 | 0.144 | 0.144 | 0.144 | 0 | 0 | 0 | 0 | 0 | 0 | 0 | 0 | 0 | 0 | 0 | 0 | 0 | 0 | 0
Macclesfield | 0.03675 | 0.1 | 0 |  | 450 | 0.023 | 0.002 | 0 | 0.001 | 0.001 | 0.00975 | 51.1111 | 477 | 497 | 526 | 562 | 585 | Edgecombe | 0.027 | 0.028 | 0.028 | 0.029 | 0.029 | 0.003 | 0.003 | 0.003 | 0.003 | 0.003 | 0 | 0 | 0 | 0 | 0 | 0.001 | 0.001 | 0.001 | 0.001 | 0.001 | 0 | 0 | 0 | 0 | 0 | 0.004 | 0.004 | 0.004 | 0.004 | 0.004 | 0 | 0 | 0 | 0 | 0 | 0 | 0 | 0 | 0 | 0 | 0 | 0 | 0 | 0 | 0 | 0 | 0 | 0 | 0 | 0
Whitakers | ERROR | 0 | 0 |  | #N/A | 0 | 0 | 0 | 0 | 0 | #VALUE! | ERROR | 0 | 0 | 0 | 0 | 0 | Edgecombe | 0 | 0 | 0 | 0 | 0 | 0 | 0 | 0 | 0 | 0 | 0 | 0 | 0 | 0 | 0 | 0 | 0 | 0 | 0 | 0 | 0 | 0 | 0 | 0 | 0 | 0 | 0 | 0 | 0 | 0 | 0 | 0 | 0 | 0 | 0 | 0 | 0 | 0 | 0 | 0 | 0 | 0 | 0 | 0 | 0 | 0 | 0 | 0 | 0 | 0
Princeville | 0.10225 | 0.25 | 0 |  | 1290 | 0.056 | 0.001 | 0 | 0 | 0.015 | 0.03025 | 43.4109 | 1800 | 2400 | 3200 | 4100 | 5000 | Edgecombe | 0.083 | 0.11 | 0.1475 | 0.19 | 0.23 | 0.004 | 0.005 | 0.006 | 0.008 | 0.009 | 0 | 0 | 0 | 0 | 0 | 0.001 | 0.001 | 0.001 | 0.001 | 0.001 | 0.01 | 0.01 | 0.01 | 0.01 | 0.01 | 0.0083 | 0.0109 | 0.0145 | 0.0187 | 0.0225 | 0 | 0 | 0 | 0 | 0 | 0 | 0 | 0 | 0 | 0 | 0.25 | 0.25 | 0.25 | 0.25 | 0.25 | 0 | 0 | 0 | 0 | 0
Edgecombe Co WSD | 0.95392 | 1.35 | 0 |  | 13500 | 0.602 | 0.048 | 0.007 | 0 | 0.03 | 0.26692 | 44.5926 | 14200 | 14250 | 14300 | 14350 | 14400 | Edgecombe | 0.65 | 0.653 | 0.655 | 0.658 | 0.66 | 0.11 | 0.12 | 0.125 | 0.13 | 0.135 | 0.026 | 0.027 | 0.028 | 0.029 | 0.03 | 0 | 0 | 0 | 0 | 0 | 0.075 | 0.076 | 0.077 | 0.079 | 0.08 | 0.142 | 0.1445 | 0.146 | 0.1478 | 0.1493 | 0 | 0 | 0 | 0 | 0 | 0 | 0 | 0 | 0 | 0 | 1.35 | 1.35 | 1.35 | 1.35 | 1.35 | 0 | 0 | 0 | 0 | 0
Gates Co | 0.90467 | 1.43 | 0 |  | 11639 | 0.905 | 0 | 0 | 0 | 0.004 | -0.0043333 | 77.7558 | 11639 | 12442 | 12567 | 13003 | 13660 | Gates | 0.875 | 0.895 | 0.92 | 0.951 | 0.999 | 0 | 0 | 0 | 0 | 0 | 0 | 0 | 0 | 0 | 0 | 0 | 0 | 0 | 0 | 0 | 0.003 | 0.003 | 0.003 | 0.003 | 0.003 | 0.0349 | 0.0356 | 0.0366 | 0.0379 | 0.0398 | 0 | 0 | 0 | 0 | 0 | 0 | 0 | 0 | 0 | 0 | 0 | 0 | 0 | 0 | 0 | 0 | 0 | 0 | 0 | 0
Snow Hill | 0.17725 | 0.3919 | 0 |  | 2657 | 0.124 | 0.044 | 0.006 | 0.012 | 0.001 | -0.00975 | 46.6692 | 2662 | 2674 | 2687 | 2692 | 2705 | Greene | 0.1251 | 0.1257 | 0.1263 | 0.1265 | 0.1271 | 0.045 | 0.046 | 0.047 | 0.048 | 0.049 | 0.0065 | 0.007 | 0.0075 | 0.008 | 0.0085 | 0.0125 | 0.013 | 0.0135 | 0.014 | 0.0145 | 0.001 | 0.0012 | 0.0014 | 0.0016 | 0.0018 | 0.0015 | 0.0016 | 0.0016 | 0.0017 | 0.0017 | 0 | 0 | 0 | 0 | 0 | 0 | 0 | 0 | 0 | 0 | 0 | 0 | 0 | 0 | 0 | 0 | 0 | 0 | 0 | 0
Maury Sanitary Land District | 0.039833 | 0.2 | 0 |  | 468 | 0.02 | 0.002 | 0 | 0.018 | 0 | -0.00016667 | 42.735 | 473 | 496 | 546 | 573 | 602 | Greene | 0.0194 | 0.0203 | 0.0224 | 0.0235 | 0.0248 | 0.002 | 0.002 | 0.002 | 0.002 | 0.002 | 0 | 0 | 0 | 0 | 0 | 0.018 | 0.0185 | 0.019 | 0.0195 | 0.02 | 0 | 0 | 0 | 0 | 0 | 0 | 0 | 0 | 0 | 0 | 0 | 0 | 0 | 0 | 0 | 0 | 0 | 0 | 0 | 0 | 0.2 | 0.2 | 0.2 | 0.2 | 0.2 | 0 | 0 | 0 | 0 | 0
Hookerton | 0.041583 | 0.1 | 0 |  | 409 | 0.025 | 0.006 | 0 | 0.006 | 0.001 | 0.0035833 | 61.1247 | 419 | 431 | 451 | 473 | 501 | Greene | 0.025 | 0.026 | 0.027 | 0.028 | 0.029 | 0.004 | 0.0045 | 0.005 | 0.0055 | 0.006 | 0 | 0 | 0 | 0 | 0 | 0.0041 | 0.0045 | 0.0049 | 0.0054 | 0.006 | 0.005 | 0.005 | 0.005 | 0.005 | 0.005 | 0.004 | 0.0042 | 0.0044 | 0.0046 | 0.0048 | 0 | 0 | 0 | 0 | 0 | 0 | 0 | 0 | 0 | 0 | 0 | 0 | 0 | 0 | 0 | 0 | 0 | 0 | 0 | 0
Walstonburg | 0.009925 | 0.05 | 0 |  | 219 | 0.0092 | 0.0002 | 0.0004 | 0.0001 | 0 | 2.5e-05 | 42.0091 | 220 | 220 | 220 | 220 | 220 | Greene | 0.0099 | 0.0099 | 0.0099 | 0.0099 | 0.0099 | 0.0002 | 0.0002 | 0.0002 | 0.0002 | 0.0002 | 0.0004 | 0.0004 | 0.0004 | 0.0004 | 0.0004 | 0.0001 | 0.0001 | 0.0001 | 0.0001 | 0.0001 | 0 | 0 | 0 | 0 | 0 | 0.0005 | 0.0005 | 0.0005 | 0.0005 | 0.0005 | 0 | 0 | 0 | 0 | 0 | 0 | 0 | 0 | 0 | 0 | 0.05 | 0.05 | 0.05 | 0.05 | 0.05 | 0 | 0 | 0 | 0 | 0
South Greene WC | 0.158 | 0.358 | 0 |  | 2608 | 0.133 | 0.02 | 0 | 0 | 0 | 0.005 | 50.9969 | 2621 | 2752 | 2890 | 3034 | 3186 | Greene | 0.1442 | 0.1514 | 0.1589 | 0.1669 | 0.1752 | 0.021 | 0.023 | 0.025 | 0.027 | 0.029 | 0 | 0 | 0 | 0 | 0 | 0 | 0 | 0 | 0 | 0 | 0 | 0 | 0 | 0 | 0 | 0.002 | 0.002 | 0.002 | 0.002 | 0.002 | 0 | 0 | 0 | 0 | 0 | 0 | 0 | 0 | 0 | 0 | 0.358 | 0.358 | 0.358 | 0.358 | 0.358 | 0 | 0 | 0 | 0 | 0
Greene County RWS | 1.5145 | 3.8081 | 0.2313 |  | 10099 | 0.5581 | 0.0201 | 0 | 0.1756 | 0.31 | 0.21944 | 55.2629 | 10099 | 10300 | 10506 | 10716 | 10930 | Greene | 0.5581 | 0.5693 | 0.5806 | 0.5923 | 0.6041 | 0.0201 | 0.0205 | 0.0209 | 0.0213 | 0.0218 | 0 | 0 | 0 | 0 | 0 | 0.1756 | 0.1791 | 0.1827 | 0.1863 | 0.1901 | 0.21 | 0.2142 | 0.2185 | 0.2229 | 0.2273 | 0.22 | 0.221 | 0.221 | 0.221 | 0.221 | 0 | 0 | 0 | 0 | 0 | 0 | 0 | 0 | 0 | 0 | 2.144 | 2.144 | 2.144 | 2.144 | 2.144 | 0.6317 | 0.6317 | 0.6317 | 0.6317 | 0.6317
Roanoke Rapids SD | 4.6225 | 12.5 | 2.08 |  | 19248 | 0.951 | 0.426 | 0.2785 | 0.0251 | 0.385 | 0.4769 | 49.4077 | 18600 | 16700 | 14800 | 14800 | 14700 | Halifax | 0.948 | 0.928 | 0.907 | 0.886 | 0.874 | 0.372 | 0.364 | 0.356 | 0.348 | 0.343 | 0.34 | 0.34 | 0.34 | 0.34 | 0.34 | 0.042 | 0.041 | 0.04 | 0.039 | 0.039 | 0.375 | 0.368 | 0.36 | 0.352 | 0.347 | 0.3644 | 0.3567 | 0.3487 | 0.3407 | 0.3363 | 0 | 0 | 0 | 0 | 0 | 0 | 0 | 0 | 0 | 0 | 0 | 0 | 0 | 0 | 0 | 4.5 | 4.5 | 4.5 | 4.5 | 4.5
Scotland Neck | 0.30064 | 0.4 | 0 |  | 2955 | 0.1431 | 0.067 | 0 | 0 | 0.055 | 0.035542 | 48.4264 | 2965 | 2975 | 2985 | 2990 | 3000 | Halifax | 0.114 | 0.115 | 0.1155 | 0.116 | 0.1165 | 0.068 | 0.0685 | 0.069 | 0.0695 | 0.067 | 0 | 0 | 0 | 0 | 0 | 0 | 0 | 0 | 0 | 0 | 0.0465 | 0.047 | 0.0475 | 0.048 | 0.0485 | 0.03 | 0.03 | 0.03 | 0.03 | 0.03 | 0 | 0 | 0 | 0 | 0 | 0 | 0 | 0 | 0 | 0 | 0.4 | 0.4 | 0.4 | 0.4 | 0.4 | 0 | 0 | 0 | 0 | 0
Weldon | 1.1508 | 14 | 0.924 |  | 1493 | 0.059 | 0.074 | 0 | 0 | 0.026 | 0.06775 | 39.5177 | 1478 | 1470 | 1465 | 1457 | 1453 | Halifax | 0.057 | 0.056 | 0.054 | 0.053 | 0.053 | 0.073 | 0.073 | 0.072 | 0.072 | 0.071 | 0 | 0 | 0 | 0 | 0 | 0.003 | 0.003 | 0.003 | 0.003 | 0.003 | 0.027 | 0.027 | 0.028 | 0.029 | 0.03 | 0.0984 | 0.0984 | 0.0989 | 0.0989 | 0.1005 | 0 | 0 | 0 | 0 | 0 | 0 | 0 | 0 | 0 | 0 | 0 | 0 | 0 | 0 | 0 | 1.036 | 1.036 | 1.036 | 1.036 | 1.036
Enfield Water System | 0.23267 | 7.3 | 0 |  | 2552 | 0.1019 | 0.053 | 0 | 0 | 0.061 | 0.016767 | 39.9295 | 2560 | 2565 | 2570 | 2575 | 2580 | Halifax | 0.1055 | 0.106 | 0.1065 | 0.107 | 0.1075 | 0.0535 | 0.054 | 0.0545 | 0.055 | 0.055 | 0 | 0 | 0 | 0 | 0 | 0 | 0 | 0 | 0 | 0 | 0.061 | 0.061 | 0.061 | 0.061 | 0.061 | 0.0174 | 0.0175 | 0.0176 | 0.0177 | 0.0177 | 0 | 0 | 0 | 0 | 0 | 0 | 0 | 0 | 0 | 0 | 0 | 0 | 0 | 0 | 0 | 0 | 0 | 0 | 0 | 0
Littleton | 0.075333 | 0.15 | 0 |  | 1520 | 0.06 | 0.006 | 0.003 | 0 | 0.003 | 0.0033333 | 39.4737 | 715 | 725 | 735 | 745 | 755 | Halifax | 0.065 | 0.067 | 0.068 | 0.069 | 0.07 | 0.008 | 0.009 | 0.01 | 0.011 | 0.0112 | 0.0035 | 0.0045 | 0.0055 | 0.0055 | 0.0055 | 0 | 0 | 0 | 0 | 0 | 0.004 | 0.004 | 0.004 | 0.005 | 0.005 | 0.0037 | 0.0038 | 0.0039 | 0.004 | 0.0041 | 0 | 0 | 0 | 0 | 0 | 0 | 0 | 0 | 0 | 0 | 0.15 | 0.15 | 0.15 | 0.15 | 0.15 | 0 | 0 | 0 | 0 | 0
Halifax | 0.019833 | 0.125 | 0 |  | 205 | 0.0175 | 0 | 0 | 0 | 0.001 | 0.0013333 | 85.3659 | 203 | 200 | 197 | 194 | 194 | Halifax | 0.017 | 0.0165 | 0.016 | 0.016 | 0.016 | 0 | 0 | 0 | 0 | 0 | 0 | 0 | 0 | 0 | 0 | 0 | 0 | 0 | 0 | 0 | 0.001 | 0.001 | 0.001 | 0.001 | 0.001 | 0.0023 | 0.0022 | 0.0021 | 0.0021 | 0.002 | 0 | 0 | 0 | 0 | 0 | 0 | 0 | 0 | 0 | 0 | 0.125 | 0.125 | 0.125 | 0.125 | 0.125 | 0 | 0 | 0 | 0 | 0
Hobgood | 0.035625 | 0.515 | 0 |  | 721 | 0.022 | 0.0019 | 0 | 0.0018 | 0.006 | 0.003925 | 30.5132 | 660 | 655 | 640 | 625 | 610 | Halifax | 0.02 | 0.02 | 0.02 | 0.02 | 0.02 | 0.004 | 0.004 | 0.004 | 0.004 | 0.004 | 0 | 0 | 0 | 0 | 0 | 0.002 | 0.002 | 0.002 | 0.002 | 0.002 | 0.015 | 0.015 | 0.015 | 0.015 | 0.015 | 0.0023 | 0.0023 | 0.0022 | 0.0022 | 0.0021 | 0 | 0 | 0 | 0 | 0 | 0 | 0 | 0 | 0 | 0 | 0 | 0 | 0 | 0 | 0 | 0 | 0 | 0 | 0 | 0
Halifax County | 2.4712 | 3.9 | 0.3983 |  | 20250 | 0.86 | 0.115 | 0.265 | 0.257 | 0.236 | 0.33987 | 42.4691 | 20250 | 20250 | 20250 | 20250 | 20250 | Halifax | 0.895 | 0.895 | 0.895 | 0.895 | 0.895 | 0.155 | 0.155 | 0.155 | 0.155 | 0.155 | 0.281 | 0.281 | 0.281 | 0.282 | 0.281 | 0.286 | 0.286 | 0.286 | 0.286 | 0.286 | 0.166 | 0.166 | 0.166 | 0.166 | 0.166 | 0.307 | 0.308 | 0.308 | 0.308 | 0.308 | 0 | 0 | 0 | 0 | 0 | 0 | 0 | 0 | 0 | 0 | 3.9 | 3.9 | 3.9 | 3.9 | 3.9 | 0.715 | 0.715 | 0.715 | 0.715 | 0.715
Ahoskie | 0.81992 | 3.586 | 0 |  | 5479 | 0.249 | 0.295 | 0.092 | 0.042 | 0.018 | 0.12392 | 45.4462 | 5525 | 5700 | 5830 | 5900 | 5998 | Hertford | 0.243 | 0.245 | 0.248 | 0.255 | 0.261 | 0.291 | 0.293 | 0.297 | 0.305 | 0.308 | 0.023 | 0.023 | 0.03 | 0.04 | 0.05 | 0.041 | 0.041 | 0.042 | 0.043 | 0.047 | 0.03 | 0.03 | 0.03 | 0.03 | 0.03 | 0.1113 | 0.1121 | 0.1147 | 0.1193 | 0.1234 | 0 | 0 | 0 | 0 | 0 | 0 | 0 | 0 | 0 | 0 | 0 | 0 | 0 | 0 | 0 | 0 | 0 | 0 | 0 | 0
Murfreesboro | 0.31742 | 2.91 | 0 |  | 3645 | 0.14 | 0.015 | 0.01 | 0.064 | 0.035 | 0.053417 | 38.4088 | 3660 | 3683 | 3700 | 3729 | 3747 | Hertford | 0.148 | 0.152 | 0.158 | 0.164 | 0.172 | 0.019 | 0.02 | 0.021 | 0.022 | 0.025 | 0.01 | 0.011 | 0.012 | 0.014 | 0.015 | 0.08 | 0.081 | 0.083 | 0.085 | 0.086 | 0.035 | 0.035 | 0.035 | 0.035 | 0.035 | 0.05 | 0.05 | 0.05 | 0.05 | 0.05 | 0 | 0 | 0 | 0 | 0 | 0 | 0 | 0 | 0 | 0 | 0 | 0 | 0 | 0 | 0 | 0 | 0 | 0 | 0 | 0
Winton | 0.0715 | 0.514 | 0 |  | 756 | 0.0327 | 0.007 | 0.017 | 0.007 | 0.001 | 0.0068 | 43.254 | 756 | 756 | 766 | 770 | 770 | Hertford | 0.04 | 0.04 | 0.04 | 0.04 | 0.04 | 0.006 | 0.006 | 0.006 | 0.006 | 0.006 | 0.002 | 0.002 | 0.002 | 0.002 | 0.002 | 0.01 | 0.01 | 0.01 | 0.01 | 0.01 | 0.005 | 0.005 | 0.005 | 0.005 | 0.005 | 0.0044 | 0.0044 | 0.0044 | 0.0044 | 0.0044 | 0 | 0 | 0 | 0 | 0 | 0 | 0 | 0 | 0 | 0 | 0 | 0 | 0 | 0 | 0 | 0 | 0 | 0 | 0 | 0
Cofield | 0.02025 | 0.144 | 0 |  | 417 | 0.014 | 0.002 | 0 | 0.0001 | 0.003 | 0.00115 | 33.5731 | 420 | 428 | 435 | 444 | 451 | Hertford | 0.0145 | 0.0145 | 0.0145 | 0.0145 | 0.0145 | 0.0025 | 0.003 | 0.004 | 0.005 | 0.005 | 0.002 | 0.003 | 0.005 | 0.005 | 0.005 | 0.0001 | 0.0002 | 0.0002 | 0.0004 | 0.0006 | 0.003 | 0.003 | 0.003 | 0.003 | 0.003 | 0.0014 | 0.0015 | 0.0017 | 0.0018 | 0.0018 | 0 | 0 | 0 | 0 | 0 | 0 | 0 | 0 | 0 | 0 | 0 | 0 | 0 | 0 | 0 | 0 | 0 | 0 | 0 | 0
Harrellsville | 0.0447 | 0.198 | 0 |  | 835 | 0.0406 | 0.0004 | 0 | 0 | 0.0011 | 0.0026 | 48.6228 | 835 | 839 | 841 | 844 | 849 | Hertford | 0.04 | 0.04 | 0.04 | 0.04 | 0.04 | 0.0136 | 0.0137 | 0.0137 | 0.0138 | 0.0139 | 0 | 0 | 0 | 0 | 0 | 0 | 0 | 0 | 0 | 0 | 0.0011 | 0.0015 | 0.002 | 0.002 | 0.003 | 0.0027 | 0.0027 | 0.0028 | 0.0028 | 0.0028 | 0 | 0 | 0 | 0 | 0 | 0 | 0 | 0 | 0 | 0 | 0 | 0 | 0 | 0 | 0 | 0 | 0 | 0 | 0 | 0
Hertford County Rural Water | 0.68858 | 1.44 | 0 |  | 7100 | 0.39 | 0.04 | 0.036 | 0.155 | 0.0001 | 0.067475 | 54.9296 | 7200 | 7800 | 7800 | 7800 | 7800 | Hertford | 0.34 | 0.35 | 0.35 | 0.35 | 0.35 | 0.035 | 0.05 | 0.065 | 0.07 | 0.075 | 0 | 0 | 0 | 0 | 0 | 0.15 | 0.205 | 0.208 | 0.212 | 0.218 | 0.004 | 0.005 | 0.006 | 0.007 | 0.009 | 0.0598 | 0.068 | 0.0704 | 0.0717 | 0.0737 | 0 | 0 | 0 | 0 | 0 | 0.05 | 0.05 | 0.05 | 0.05 | 0.05 | 0.004 | 0.004 | 0.004 | 0.004 | 0.004 | 0 | 0 | 0 | 0 | 0
Union Utilities Inc. | 0.029167 | 0.144 | 0 |  | 350 | 0.015 | 0.007 | 0 | 0.005 | 0.0013 | 0.00086667 | 42.8571 | 350 | 355 | 360 | 363 | 370 | Hertford | 0.02 | 0.022 | 0.022 | 0.022 | 0.022 | 0.005 | 0.007 | 0.008 | 0.009 | 0.009 | 0 | 0 | 0 | 0 | 0 | 0.006 | 0.006 | 0.006 | 0.006 | 0.006 | 0.001 | 0.001 | 0.001 | 0.001 | 0.001 | 0.0038 | 0.0043 | 0.0044 | 0.0046 | 0.0046 | 0 | 0 | 0 | 0 | 0 | 0 | 0 | 0 | 0 | 0 | 0 | 0 | 0 | 0 | 0 | 0 | 0 | 0 | 0 | 0
Hyde County | 0.66225 | 1.88 | 0 |  | 5256 | 0.1751 | 0.0581 | 0 | 0.0519 | 0.275 | 0.10215 | 33.3143 | 5400 | 5625 | 5841 | 6111 | 6503 | Hyde | 0.185 | 0.216 | 0.226 | 0.23 | 0.235 | 0.066 | 0.067 | 0.068 | 0.07 | 0.075 | 0 | 0 | 0 | 0 | 0 | 0.056 | 0.078 | 0.091 | 0.105 | 0.138 | 0.25 | 0.252 | 0.253 | 0.253 | 0.255 | 0.0831 | 0.0933 | 0.0979 | 0.1015 | 0.1097 | 0 | 0 | 0 | 0 | 0 | 0 | 0 | 0 | 0 | 0 | 0 | 0 | 0 | 0 | 0 | 0 | 0 | 0 | 0 | 0
Ocracoke Sanitary District | 0.24808 | 1.872 | 0 |  | 900 | 0.0575 | 0.065 | 0 | 0.01 | 0.102 | 0.013575 | 63.8889 | 900 | 880 | 860 | 850 | 850 | Hyde | 0.08 | 0.08 | 0.08 | 0.08 | 0.08 | 0.056 | 0.056 | 0.056 | 0.056 | 0.056 | 0 | 0 | 0 | 0 | 0 | 0.013 | 0.013 | 0.015 | 0.015 | 0.015 | 0.1 | 0.1 | 0.1 | 0.1 | 0.1 | 0.0119 | 0.0119 | 0.012 | 0.012 | 0.012 | 0 | 0 | 0 | 0 | 0 | 0 | 0 | 0 | 0 | 0 | 0 | 0 | 0 | 0 | 0 | 0 | 0 | 0 | 0 | 0
Maysville | 0.063083 | 0.1728 | 0 |  | 1100 | 0.041 | 0.004 | 0 | 0.005 | 0.001 | 0.012083 | 37.2727 | 1142 | 1196 | 1233 | 1345 | 1400 | Jones | 0.042 | 0.045 | 0.047 | 0.05 | 0.052 | 0.005 | 0.006 | 0.007 | 0.008 | 0.009 | 0 | 0 | 0 | 0 | 0 | 0.005 | 0.005 | 0.005 | 0.005 | 0.005 | 0.001 | 0.005 | 0.005 | 0.005 | 0.005 | 0.006 | 0.0069 | 0.0073 | 0.0077 | 0.0081 | 0 | 0 | 0 | 0 | 0 | 0 | 0 | 0 | 0 | 0 | 0 | 0 | 0 | 0 | 0 | 0 | 0 | 0 | 0 | 0
Pollocksville | 0.044333 | 0.216 | 0 |  | 710 | 0.02 | 0.001 | 0 | 0.001 | 0.018 | 0.0043333 | 28.169 | 750 | 760 | 770 | 780 | 790 | Jones | 0.0435 | 0.0441 | 0.0447 | 0.0452 | 0.0458 | 0.003 | 0.003 | 0.003 | 0.003 | 0.003 | 0 | 0 | 0 | 0 | 0 | 0.001 | 0.001 | 0.001 | 0.001 | 0.001 | 0.002 | 0.002 | 0.002 | 0.002 | 0.002 | 0.006 | 0.006 | 0.006 | 0.006 | 0.006 | 0 | 0 | 0 | 0 | 0 | 0 | 0 | 0 | 0 | 0 | 0 | 0 | 0 | 0 | 0 | 0 | 0 | 0 | 0 | 0
Jones County Regional Water System | 0.67217 | 1.0769 | 0.035368 |  | 8758 | 0.432 | 0.005 | 0 | 0.022 | 0.02 | 0.1578 | 49.3263 | 9100 | 9150 | 9200 | 9250 | 9300 | Jones | 0.4277 | 0.4301 | 0.4324 | 0.4348 | 0.4371 | 0.006 | 0.0062 | 0.0064 | 0.0066 | 0.0068 | 0 | 0 | 0 | 0 | 0 | 0.0205 | 0.021 | 0.0215 | 0.022 | 0.0225 | 0.02 | 0.02 | 0.02 | 0.02 | 0.02 | 0.067 | 0.067 | 0.067 | 0.068 | 0.068 | 0 | 0.3 | 0.3 | 0.3 | 0.3 | 0 | 0 | 0 | 0 | 0 | 0 | 0 | 0 | 0 | 0 | 0 | 0 | 0 | 0 | 0
Kinston | 4.4145 | 4.8112 | 0 |  | 27500 | 2.15 | 0 | 1.9 | 0 | 0.14 | 0.22448 | 78.1818 | 27500 | 28000 | 28500 | 29000 | 29000 | Lenoir | 2.15 | 2.15 | 2.2 | 2.233 | 2.233 | 0 | 0 | 0 | 0 | 0 | 1.9 | 2 | 2.2 | 2.3 | 2.4 | 0 | 0 | 0 | 0 | 0 | 0.2 | 0.2 | 0.25 | 0.25 | 0.25 | 0.14 | 0.2 | 0.2 | 0.2 | 0.2 | 1 | 1.2 | 1.8 | 2.2 | 2.5 | 0 | 0 | 0 | 0 | 0 | 3.07 | 3.07 | 3.07 | 3.07 | 3.07 | 0 | 0 | 0 | 0 | 0
La Grange | 0.22542 | 0.8755 | 0 |  | 3167 | 0.195 | 0.015 | 0.01 | 0 | 0.005 | 0.00041667 | 61.5725 | 3180 | 3212 | 3244 | 3276 | 3309 | Lenoir | 0.1749 | 0.1766 | 0.1784 | 0.1802 | 0.182 | 0.03 | 0.0303 | 0.0306 | 0.0309 | 0.0312 | 0.019 | 0.02 | 0.02 | 0.02 | 0.02 | 0 | 0 | 0 | 0 | 0 | 0.01 | 0.01 | 0.01 | 0.01 | 0.01 | 0.02 | 0.02 | 0.02 | 0.02 | 0.02 | 0 | 0.288 | 0.288 | 0.288 | 0.288 | 0 | 0 | 0 | 0 | 0 | 0 | 0 | 0 | 0 | 0 | 0 | 0 | 0 | 0 | 0
Pink Hill | 0.09475 | 0.165 | 0 |  | 950 | 0.04 | 0.013 | 0.003 | 0.002 | 0.024 | 0.01275 | 42.1053 | 950 | 960 | 970 | 980 | 990 | Lenoir | 0.04 | 0.0403 | 0.0407 | 0.0412 | 0.0416 | 0.013 | 0.014 | 0.015 | 0.016 | 0.017 | 0.003 | 0.003 | 0.003 | 0.003 | 0.003 | 0.002 | 0.002 | 0.002 | 0.002 | 0.002 | 0.02 | 0.02 | 0.02 | 0.02 | 0.02 | 0.0124 | 0.0127 | 0.0134 | 0.0138 | 0.0146 | 0 | 0 | 0 | 0 | 0 | 0 | 0 | 0 | 0 | 0 | 0.08 | 0.08 | 0.08 | 0.08 | 0.08 | 0 | 0 | 0 | 0 | 0
North Lenoir Water Corp. | 1.107 | 1.7512 | 0 |  | 5875 | 0.6426 | 0.0421 | 0.0204 | 0 | 0.2778 | 0.1241 | 109.3787 | 14700 | 15000 | 15250 | 15500 | 15750 | Lenoir | 0.6615 | 0.675 | 0.6863 | 0.6975 | 0.7088 | 0.056 | 0.058 | 0.06 | 0.062 | 0.064 | 0.025 | 0.0255 | 0.026 | 0.0265 | 0.027 | 0 | 0 | 0 | 0 | 0 | 0.247 | 0.25 | 0.253 | 0.256 | 0.259 | 0.135 | 0.138 | 0.14 | 0.142 | 0.144 | 0 | 0 | 0 | 0 | 0 | 0.08 | 0.08 | 0.08 | 0.08 | 0.08 | 1.194 | 1.194 | 1.194 | 1.194 | 1.194 | 0 | 0 | 0 | 0 | 0
Deep Run Water Corp | 1.0042 | 1.7098 | 0 |  | 13805 | 0.629 | 0.052 | 0 | 0 | 0.1 | 0.22317 | 45.5632 | 14081 | 16897 | 20277 | 24332 | 29199 | Lenoir | 0.6618 | 0.7941 | 0.953 | 1.1436 | 1.3723 | 0.062 | 0.075 | 0.089 | 0.107 | 0.107 | 0 | 0 | 0 | 0 | 0 | 0 | 0 | 0 | 0 | 0 | 0.075 | 0.075 | 0.075 | 0.075 | 0.075 | 0.1245 | 0.1472 | 0.1742 | 0.2067 | 0.2425 | 0.5 | 0.5 | 1 | 1 | 1 | 0 | 0 | 0 | 0 | 0 | 0 | 0 | 0 | 0 | 0 | 0 | 0 | 0 | 0 | 0
Williamston | 0.5639 | 1.2147 | 0 |  | 8200 | 0.2929 | 0.1431 | 0.0001 | 0.0201 | 0.0208 | 0.0869 | 35.7195 | 8300 | 8600 | 8800 | 9000 | 9200 | Martin | 0.325 | 0.34 | 0.36 | 0.38 | 0.4 | 0.185 | 0.19 | 0.195 | 0.2 | 0.205 | 0.0095 | 0.0095 | 0.01 | 0.01 | 0.0105 | 0.03 | 0.035 | 0.035 | 0.04 | 0.04 | 0.025 | 0.025 | 0.026 | 0.027 | 0.028 | 0.06 | 0.06 | 0.06 | 0.06 | 0.06 | 0 | 0 | 0 | 0 | 0 | 0 | 0 | 0 | 0 | 0 | 0.945 | 0.945 | 0.945 | 0.945 | 0.945 | 0 | 0 | 0 | 0 | 0
Robersonville | 0.27594 | 0.8213 | 0.0473 |  | 1445 | 0.1301 | 0.012 | 0.0084 | 0.0467 | 0.0047 | 0.026742 | 90.0346 | 1500 | 1525 | 1530 | 1535 | 1540 | Martin | 0.1205 | 0.1225 | 0.1246 | 0.1267 | 0.1289 | 0.011 | 0.012 | 0.013 | 0.014 | 0.015 | 0.005 | 0.006 | 0.007 | 0.008 | 0.009 | 0.035 | 0.036 | 0.037 | 0.038 | 0.039 | 0.045 | 0.046 | 0.047 | 0.048 | 0.049 | 0.039 | 0.041 | 0.042 | 0.043 | 0.045 | 0 | 0 | 0 | 0 | 0 | 0 | 0 | 0 | 0 | 0 | 0.5 | 0.5 | 0.5 | 0.5 | 0.5 | 0.08 | 0.08 | 0.08 | 0.08 | 0.08
Hamilton | 0.027 | 0.1 | 0 |  | 408 | 0.017 | 0.003 | 0.0006 | 0 | 0.002 | 0.0044 | 41.6667 | 408 | 412 | 417 | 422 | 427 | Martin | 0.017 | 0.018 | 0.019 | 0.02 | 0.021 | 0.003 | 0.003 | 0.003 | 0.003 | 0.003 | 0.0006 | 0.0006 | 0.0006 | 0.0006 | 0.0006 | 0 | 0 | 0 | 0 | 0 | 0.002 | 0.002 | 0.002 | 0.002 | 0.002 | 0.006 | 0.0063 | 0.0065 | 0.0068 | 0.0071 | 0 | 0 | 0 | 0 | 0 | 0 | 0 | 0 | 0 | 0 | 0 | 0 | 0 | 0 | 0 | 0 | 0 | 0 | 0 | 0
Jamesville | 0.033167 | 0.144 | 0 |  | 480 | 0.014 | 0.002 | 0.001 | 0.007 | 0.005 | 0.0041667 | 29.1667 | 480 | 482 | 484 | 498 | 505 | Martin | 0.017 | 0.017 | 0.018 | 0.019 | 0.019 | 0.003 | 0.003 | 0.004 | 0.004 | 0.005 | 0.001 | 0.002 | 0.002 | 0.003 | 0.003 | 0.007 | 0.007 | 0.008 | 0.008 | 0.008 | 0.004 | 0.004 | 0.004 | 0.004 | 0.004 | 0.0029 | 0.003 | 0.0032 | 0.0034 | 0.0035 | 0 | 0 | 0 | 0 | 0 | 0 | 0 | 0 | 0 | 0 | 0 | 0 | 0 | 0 | 0 | 0 | 0 | 0 | 0 | 0
Parmele | 0.012792 | 0.1536 | 0 |  | 262 | 0.0103 | 0 | 0 | 0 | 0 | 0.0024917 | 39.313 | 380 | 385 | 390 | 395 | 400 | Martin | 0.013 | 0.013 | 0.014 | 0.014 | 0.014 | 0 | 0 | 0 | 0 | 0 | 0 | 0 | 0 | 0 | 0 | 0 | 0 | 0 | 0 | 0 | 0.001 | 0.001 | 0.001 | 0.001 | 0.001 | 0.001 | 0.001 | 0.001 | 0.001 | 0.001 | 0 | 0 | 0 | 0 | 0 | 0 | 0 | 0 | 0 | 0 | 0.1536 | 0.1536 | 0.1536 | 0.1536 | 0.1536 | 0 | 0 | 0 | 0 | 0
Everetts | 0.035483 | 0.045 | 0 |  | 419 | 0.0269 | 0.0043 | 0 | 0 | 0.0001 | 0.0041833 | 64.2005 | 420 | 425 | 450 | 475 | 500 | Martin | 0.03 | 0.031 | 0.032 | 0.033 | 0.034 | 0.002 | 0.002 | 0.003 | 0.003 | 0.003 | 0.005 | 0.005 | 0.005 | 0.005 | 0.005 | 0 | 0 | 0 | 0 | 0 | 0.0001 | 0.0001 | 0.0001 | 0.0001 | 0.0001 | 0.0036 | 0.0037 | 0.0039 | 0.004 | 0.0041 | 0 | 0 | 0 | 0 | 0 | 0 | 0 | 0 | 0 | 0 | 0.045 | 0.045 | 0.045 | 0.045 | 0.045 | 0 | 0 | 0 | 0 | 0
Rocky Mount | 8.6958 | 30.9 | 1.6033 |  | 54886 | 2.824 | 0.993 | 1.56 | 0.61 | 0.41 | 0.69553 | 51.4521 | 55400 | 58200 | 61100 | 64200 | 67400 | Nash | 3.1 | 3.13 | 3.16 | 3.19 | 3.22 | 1.02 | 1.03 | 1.04 | 1.05 | 1.06 | 1.71 | 1.73 | 1.75 | 1.77 | 1.79 | 0.75 | 0.76 | 0.77 | 0.78 | 0.79 | 0.51 | 0.52 | 0.53 | 0.54 | 0.56 | 0.8638 | 0.8736 | 0.8833 | 0.8931 | 0.904 | 0 | 0 | 0 | 0 | 0 | 0 | 0 | 0 | 0 | 0 | 0 | 0 | 0 | 0 | 0 | 2.151 | 2.151 | 2.151 | 2.151 | 2.151
Nashville | 0.725 | 0.941 | 0.12482 |  | 6383 | 0.234 | 0.262 | 0 | 0 | 0.0007 | 0.10348 | 36.6599 | 6400 | 6475 | 6525 | 6600 | 6750 | Nash | 0.23 | 0.232 | 0.234 | 0.236 | 0.239 | 0.263 | 0.265 | 0.268 | 0.271 | 0.273 | 0 | 0 | 0 | 0 | 0 | 0 | 0 | 0 | 0 | 0 | 0.001 | 0.001 | 0.001 | 0.001 | 0.001 | 0.07 | 0.0706 | 0.0713 | 0.072 | 0.0727 | 0 | 0 | 0 | 0 | 0 | 0 | 0 | 0 | 0 | 0 | 0.75 | 0.75 | 0.75 | 0.75 | 0.75 | 0.17 | 0.17 | 0.17 | 0.17 | 0.17
Spring Hope | 0.11291 | 0.256 | 0 |  | 1307 | 0.0727 | 0.007 | 0.0077 | 0.0083 | 0.005 | 0.012208 | 55.6236 | 1351 | 1378 | 1406 | 1434 | 1462 | Nash | 0.07 | 0.071 | 0.072 | 0.074 | 0.076 | 0.013 | 0.015 | 0.017 | 0.02 | 0.02 | 0.01 | 0.013 | 0.014 | 0.015 | 0.016 | 0.015 | 0.016 | 0.017 | 0.018 | 0.019 | 0.002 | 0.002 | 0.003 | 0.003 | 0.003 | 0.0156 | 0.0166 | 0.0175 | 0.0185 | 0.019 | 0 | 0 | 0 | 0 | 0 | 0 | 0 | 0 | 0 | 0 | 0 | 0 | 0 | 0 | 0 | 0 | 0 | 0 | 0 | 0
Bailey | 0.057742 | 0.18 | 0.003337 |  | 569 | 0.0238 | 0.0096 | 0 | 0.003 | 0.0114 | 0.0066047 | 41.8278 | 600 | 600 | 600 | 600 | 600 | Nash | 0.03 | 0.03 | 0.03 | 0.03 | 0.03 | 0.009 | 0.01 | 0.011 | 0.012 | 0.013 | 0 | 0 | 0 | 0 | 0 | 0.004 | 0.004 | 0.004 | 0.004 | 0.004 | 0.01 | 0.01 | 0.01 | 0.01 | 0.01 | 0.0084 | 0.0084 | 0.0084 | 0.0084 | 0.0084 | 0 | 0 | 0 | 0 | 0 | 0 | 0 | 0 | 0 | 0 | 0 | 0 | 0 | 0 | 0 | 0 | 0 | 0 | 0 | 0
Sharpsburg | 0.20592 | 0.45 | 0 |  | 2006 | 0.105 | 0.05 | 0.01 | 0 | 0.008 | 0.032917 | 52.343 | 2020 | 2050 | 2090 | 2120 | 2300 | Nash | 0.1 | 0.1002 | 0.1004 | 0.1005 | 0.1005 | 0.037 | 0.0375 | 0.0375 | 0.0375 | 0.0375 | 0.011 | 0.011 | 0.011 | 0.011 | 0.011 | 0 | 0 | 0 | 0 | 0 | 0.006 | 0.006 | 0.006 | 0.007 | 0.007 | 0.0077 | 0.0077 | 0.0077 | 0.0078 | 0.0078 | 0 | 0 | 0 | 0 | 0 | 0 | 0 | 0 | 0 | 0 | 0.45 | 0.45 | 0.45 | 0.45 | 0.45 | 0 | 0 | 0 | 0 | 0
Middlesex | 0.10083 | 0.565 | 0 |  | 864 | 0.04 | 0.005 | 0.02 | 0.0018 | 0.0165 | 0.017525 | 46.2963 | 864 | 907 | 953 | 1000 | 1050 | Nash | 0.04 | 0.0408 | 0.0429 | 0.045 | 0.0473 | 0.025 | 0.026 | 0.027 | 0.028 | 0.029 | 0.012 | 0.013 | 0.014 | 0.015 | 0.016 | 0.002 | 0.002 | 0.002 | 0.002 | 0.002 | 0.005 | 0.005 | 0.005 | 0.005 | 0.005 | 0.015 | 0.0156 | 0.0162 | 0.0169 | 0.0175 | 0 | 0 | 0 | 0 | 0 | 0 | 0 | 0 | 0 | 0 | 0 | 0 | 0 | 0 | 0 | 0 | 0 | 0 | 0 | 0
Cape Fear Public Utility Authority - Wilmington | 21.3417 | 56.002 | 0.16062 |  | 190456 | 11.244 | 3.608 | 0.207 | 1.184 | 2.5394 | 2.3987 | 59.0373 | 200000 | 233526 | 298636 | 363570 | 380500 | New Hanover | 12.07 | 13.88 | 15.962 | 18.356 | 20.7 | 3.257 | 3.745 | 4.306 | 4.951 | 6.8 | 0.355 | 0.408 | 0.469 | 0.539 | 0.8 | 0.758 | 0.871 | 1.002 | 1.152 | 1.6 | 1.5 | 1.6 | 1.7 | 1.8 | 2 | 3.569 | 4.079 | 4.663 | 5.332 | 6.347 | 0 | 0 | 0 | 0 | 0 | 0 | 0.5 | 0.5 | 0.5 | 0.5 | 0 | 0 | 0 | 0 | 0 | 0.2567 | 0.0492 | 0.0492 | 0.0492 | 0.0492
Carolina Beach | 0.97825 | 2.012 | 0 |  | 11786 | 0.772 | 0.014 | 0 | 0.004 | 0.0375 | 0.15075 | 65.5014 | 6465 | 7370 | 8402 | 9578 | 10919 | New Hanover | 0.734 | 0.837 | 0.954 | 1.087 | 1.24 | 0.129 | 0.186 | 0.243 | 0.3 | 0.357 | 0 | 0 | 0 | 0 | 0 | 0.013 | 0.02 | 0.027 | 0.033 | 0.04 | 0.005 | 0.006 | 0.008 | 0.009 | 0.01 | 0.066 | 0.079 | 0.092 | 0.107 | 0.124 | 0 | 0.325 | 0.325 | 0.325 | 0.325 | 0 | 0 | 0 | 0 | 0 | 0 | 0 | 0 | 0 | 0 | 0 | 0 | 0 | 0 | 0
Wrightsville Beach | 0.79475 | 1.771 | 0 |  | 2500 | 0.648 | 0.036 | 0 | 0.06 | 0.001 | 0.04975 | 259.2 | 2500 | 2500 | 2500 | 2500 | 2500 | New Hanover | 0.52 | 0.52 | 0.52 | 0.52 | 0.52 | 0.12 | 0.12 | 0.12 | 0.12 | 0.12 | 0 | 0 | 0 | 0 | 0 | 0.001 | 0.001 | 0.001 | 0.001 | 0.001 | 0.072 | 0.072 | 0.072 | 0.072 | 0.072 | 0.0545 | 0.0545 | 0.0545 | 0.0545 | 0.0545 | 0 | 0 | 0 | 0 | 0 | 0 | 0 | 0 | 0 | 0 | 0.187 | 0 | 0 | 0 | 0 | 0 | 0 | 0 | 0 | 0
Kure Beach | 0.36841 | 0.637 | 0 |  | 2105 | 0.269 | 0.043 | 0 | 0 | 0 | 0.056408 | 127.791 | 2120 | 2130 | 2140 | 2150 | 2160 | New Hanover | 0.298 | 0.31 | 0.322 | 0.335 | 0.335 | 0.042 | 0.042 | 0.042 | 0.042 | 0.042 | 0 | 0 | 0 | 0 | 0 | 0 | 0 | 0 | 0 | 0 | 0 | 0 | 0 | 0 | 0 | 0.07 | 0.07 | 0.07 | 0.08 | 0.08 | 0 | 0 | 0 | 0 | 0 | 0 | 0 | 0 | 0 | 0 | 0 | 0 | 0 | 0 | 0 | 0 | 0 | 0 | 0 | 0
The Cape Master | 1.4127 | 3.092 | 0 |  | 10753 | 0.931 | 0.249 | 0 | 0 | 0.002 | 0.23072 | 86.5805 | 10798 | 12417 | 14279 | 14279 | 14279 | New Hanover | 0.788 | 0.906 | 1.042 | 1.042 | 1.042 | 0.138 | 0.15 | 0.175 | 0.175 | 0.175 | 0 | 0 | 0 | 0 | 0 | 0 | 0 | 0 | 0 | 0 | 0.005 | 0.005 | 0.005 | 0.005 | 0.005 | 0.073 | 0.08 | 0.085 | 0.085 | 0.085 | 0 | 0 | 0 | 0 | 0 | 0 | 0 | 0 | 0 | 0 | 0 | 0 | 0 | 0 | 0 | 0 | 0 | 0 | 0 | 0
Jackson | 0.060083 | 0.075 | 0.0008 |  | 500 | 0.038 | 0.0036 | 0 | 0.0042 | 0.002 | 0.011483 | 76 | 513 | 513 | 513 | 513 | 513 | Northampton | 0.035 | 0.035 | 0.035 | 0.035 | 0.035 | 0.004 | 0.004 | 0.004 | 0.004 | 0.004 | 0 | 0 | 0 | 0 | 0 | 0.003 | 0.003 | 0.003 | 0.003 | 0.003 | 0.001 | 0.001 | 0.001 | 0.001 | 0.001 | 0.0043 | 0.0043 | 0.0043 | 0.0043 | 0.0043 | 0 | 0 | 0 | 0 | 0 | 0 | 0 | 0 | 0 | 0 | 0 | 0 | 0 | 0 | 0 | 0.05 | 0.05 | 0.05 | 0.05 | 0.05
Severn | 0.035583 | 0.288 | 0 |  | 350 | 0.0125 | 0.0007 | 0.017 | 0.0002 | 0.0005 | 0.0046833 | 35.7143 | 350 | 360 | 370 | 380 | 390 | Northampton | 0.0125 | 0.013 | 0.014 | 0.015 | 0.016 | 0.0007 | 0.0007 | 0.0007 | 0.0007 | 0.0007 | 0.017 | 0.017 | 0.017 | 0.017 | 0.017 | 0.0002 | 0.0002 | 0.0002 | 0.0002 | 0.0002 | 0.0005 | 0.0005 | 0.0005 | 0.0005 | 0.0005 | 0.0051 | 0.0052 | 0.0053 | 0.0055 | 0.0057 | 0 | 0 | 0 | 0 | 0 | 0 | 0 | 0 | 0 | 0 | 0 | 0 | 0 | 0 | 0 | 0 | 0 | 0 | 0 | 0
Rich Square | 0.12442 | 0.3 | 0 |  | 890 | 0.06 | 0.004 | 0 | 0.008 | 0.001 | 0.051417 | 67.4157 | 890 | 900 | 910 | 920 | 930 | Northampton | 0.06 | 0.061 | 0.062 | 0.063 | 0.064 | 0.004 | 0.004 | 0.004 | 0.004 | 0.004 | 0 | 0 | 0 | 0 | 0 | 0.008 | 0.008 | 0.008 | 0.008 | 0.008 | 0.0001 | 0.0001 | 0.0001 | 0.0001 | 0.0001 | 0.0426 | 0.0432 | 0.0437 | 0.0443 | 0.0449 | 0 | 0 | 0 | 0 | 0 | 0 | 0 | 0 | 0 | 0 | 0 | 0 | 0 | 0 | 0 | 0 | 0 | 0 | 0 | 0
Conway | 0.278 | 1.001 | 0 |  | 749 | 0.062 | 0.002 | 0.171 | 0.009 | 0.0001 | 0.0339 | 82.777 | 750 | 760 | 770 | 780 | 790 | Northampton | 0.062 | 0.063 | 0.064 | 0.065 | 0.066 | 0 | 0 | 0 | 0 | 0 | 0.171 | 0.172 | 0.173 | 0.174 | 0.175 | 0 | 0 | 0 | 0 | 0 | 0.0001 | 0.0001 | 0.0001 | 0.0001 | 0.0001 | 0.0269 | 0.0277 | 0.0283 | 0.0291 | 0.0298 | 0 | 0 | 0 | 0 | 0 | 0 | 0 | 0 | 0 | 0 | 0 | 0 | 0 | 0 | 0 | 0 | 0 | 0 | 0 | 0
Seaboard | ERROR | 0.216 | 0 |  | 0 | 0 | 0 | 0 | 0 | 0 | #VALUE! | ERROR | 665 | 675 | 690 | 720 | 720 | Northampton | 0.045 | 0.046 | 0.049 | 0.05 | 0.05 | 0.002 | 0.003 | 0.003 | 0.003 | 0.003 | 0.035 | 0.036 | 0.036 | 0.036 | 0.036 | 0.003 | 0.003 | 0.003 | 0.003 | 0.003 | 0.004 | 0.004 | 0.004 | 0.004 | 0.004 | 0.015 | 0.015 | 0.016 | 0.016 | 0.016 | 0 | 0 | 0 | 0 | 0 | 0 | 0 | 0 | 0 | 0 | 0 | 0 | 0 | 0 | 0 | 0 | 0 | 0 | 0 | 0
Woodland | 0.079917 | 0.162 | 0 |  | 767 | 0.072 | 0.003 | 0 | 0.001 | 0.0001 | 0.0038167 | 93.8722 | 770 | 780 | 790 | 800 | 810 | Northampton | 0.072 | 0.073 | 0.074 | 0.075 | 0.076 | 0.003 | 0.003 | 0.003 | 0.003 | 0.003 | 0 | 0 | 0 | 0 | 0 | 0.003 | 0.003 | 0.003 | 0.003 | 0.003 | 0.001 | 0.001 | 0.001 | 0.001 | 0.001 | 0.004 | 0.0041 | 0.0042 | 0.0042 | 0.0043 | 0 | 0 | 0 | 0 | 0 | 0 | 0 | 0 | 0 | 0 | 0 | 0 | 0 | 0 | 0 | 0 | 0 | 0 | 0 | 0
Northampton Co - Progressive | 0.138 | 0.2 | 0 |  | 1950 | 0.105 | 0.02 | 0 | 0 | 0.003 | 0.01 | 53.8462 | 2000 | 2145 | 2190 | 2230 | 2265 | Northampton | 0.105 | 0.108 | 0.112 | 0.116 | 0.119 | 0.015 | 0.015 | 0.018 | 0.02 | 0.02 | 0 | 0 | 0 | 0 | 0 | 0 | 0 | 0 | 0 | 0 | 0.003 | 0.003 | 0.003 | 0.003 | 0.003 | 0.0157 | 0.0161 | 0.017 | 0.0178 | 0.0182 | 0 | 0 | 0 | 0 | 0 | 0 | 0 | 0 | 0 | 0 | 0.2 | 0.2 | 0.2 | 0.2 | 0.2 | 0 | 0 | 0 | 0 | 0
Northampton Co - Milwaukee | 0.41292 | 0.864 | 0 |  | 5720 | 0.245 | 0.125 | 0 | 0 | 0.01 | 0.032917 | 42.8322 | 5750 | 5800 | 6000 | 6250 | 6500 | Northampton | 0.279 | 0.282 | 0.286 | 0.29 | 0.295 | 0.125 | 0.125 | 0.125 | 0.125 | 0.13 | 0 | 0 | 0 | 0 | 0 | 0 | 0 | 0 | 0 | 0 | 0.01 | 0.013 | 0.014 | 0.015 | 0.015 | 0.0305 | 0.0309 | 0.0313 | 0.0317 | 0.0324 | 0 | 0 | 0 | 0 | 0 | 0 | 0 | 0 | 0 | 0 | 0 | 0 | 0 | 0 | 0 | 0 | 0 | 0 | 0 | 0
Northampton Co - Lake Gaston | 0.13842 | #N/A | 0 |  | 3784 | 0.112 | 0.003 | 0 | 0 | 0.002 | 0.021417 | 29.5983 | #N/A | #N/A | #N/A | #N/A | #N/A | Northampton | #N/A | #N/A | #N/A | #N/A | #N/A | #N/A | #N/A | #N/A | #N/A | #N/A | #N/A | #N/A | #N/A | #N/A | #N/A | #N/A | #N/A | #N/A | #N/A | #N/A | #N/A | #N/A | #N/A | #N/A | #N/A | #N/A | #N/A | #N/A | #N/A | #N/A | 0 | 0 | 0 | 0 | 0 | 0 | 0 | 0 | 0 | 0 | 0.2125 | 0.2125 | 0.2125 | 0.2125 | 0.2125 | 0 | 0 | 0 | 0 | 0
Northampton Co - Gaston | 0.24467 | #N/A | 0 |  | 1095 | 0.067 | 0.16 | 0 | 0 | 0.001 | 0.016667 | 61.1872 | #N/A | #N/A | #N/A | #N/A | #N/A | Northampton | #N/A | #N/A | #N/A | #N/A | #N/A | #N/A | #N/A | #N/A | #N/A | #N/A | #N/A | #N/A | #N/A | #N/A | #N/A | #N/A | #N/A | #N/A | #N/A | #N/A | #N/A | #N/A | #N/A | #N/A | #N/A | #N/A | #N/A | #N/A | #N/A | #N/A | 0 | 0 | 0 | 0 | 0 | 0 | 0 | 0 | 0 | 0 | 0.3 | 0.3 | 0.3 | 0.3 | 0.3 | 0 | 0 | 0 | 0 | 0
Jacksonville | 4.6524 | #N/A | 0 |  | 50905 | 2.132 | 1.115 | 0 | 0 | 0.864 | 0.54142 | 41.8819 | #N/A | #N/A | #N/A | #N/A | #N/A | Onslow | #N/A | #N/A | #N/A | #N/A | #N/A | #N/A | #N/A | #N/A | #N/A | #N/A | #N/A | #N/A | #N/A | #N/A | #N/A | #N/A | #N/A | #N/A | #N/A | #N/A | #N/A | #N/A | #N/A | #N/A | #N/A | #N/A | #N/A | #N/A | #N/A | #N/A | 0 | 1 | 1 | 1 | 1 | 0 | 0 | 0 | 0 | 0 | 0 | 0 | 0 | 0 | 0 | 0 | 0 | 0 | 0 | 0
ONWASA | 9.5981 | #N/A | 0.8231 |  | 141409 | 6.0272 | 0.355 | 0.0334 | 0.0064 | 0.8316 | 1.5214 | 42.6225 | #N/A | #N/A | #N/A | #N/A | #N/A | Onslow | #N/A | #N/A | #N/A | #N/A | #N/A | #N/A | #N/A | #N/A | #N/A | #N/A | #N/A | #N/A | #N/A | #N/A | #N/A | #N/A | #N/A | #N/A | #N/A | #N/A | #N/A | #N/A | #N/A | #N/A | #N/A | #N/A | #N/A | #N/A | #N/A | #N/A | 3.994 | 3.994 | 3.994 | 3.994 | 3.994 | 0.06 | 0.06 | 0.06 | 0.06 | 0.06 | 0 | 0 | 0 | 0 | 0 | 0.8412 | 0.8412 | 0.8412 | 0.8412 | 0.8412
Camp Lejeune (Hadnot Point) | 1.9809 | #N/A | 0 |  | 37500 | 0 | 0 | 1.782 | 0 | 0.175 | 0.023917 | 0 | #N/A | #N/A | #N/A | #N/A | #N/A | Onslow | #N/A | #N/A | #N/A | #N/A | #N/A | #N/A | #N/A | #N/A | #N/A | #N/A | #N/A | #N/A | #N/A | #N/A | #N/A | #N/A | #N/A | #N/A | #N/A | #N/A | #N/A | #N/A | #N/A | #N/A | #N/A | #N/A | #N/A | #N/A | #N/A | #N/A | 0 | 0 | 0 | 0 | 0 | 0 | 0 | 0 | 0 | 0 | 0 | 0 | 0 | 0 | 0 | 0 | 0 | 0 | 0 | 0
Camp Lejeune (New River Air Station) | 0.83117 | #N/A | 0 |  | 11500 | 0 | 0 | 0.624 | 0 | 0.125 | 0.082167 | 0 | #N/A | #N/A | #N/A | #N/A | #N/A | Onslow | #N/A | #N/A | #N/A | #N/A | #N/A | #N/A | #N/A | #N/A | #N/A | #N/A | #N/A | #N/A | #N/A | #N/A | #N/A | #N/A | #N/A | #N/A | #N/A | #N/A | #N/A | #N/A | #N/A | #N/A | #N/A | #N/A | #N/A | #N/A | #N/A | #N/A | 0 | 0 | 0 | 0 | 0 | 0 | 0 | 0 | 0 | 0 | 0 | 0 | 0 | 0 | 0 | 0 | 0 | 0 | 0 | 0
Camp Lejeune (Holcomb Blvd) | 1.975 | #N/A | 0 |  | 17000 | 0 | 0 | 1.61 | 0 | 0.2 | 0.165 | 0 | #N/A | #N/A | #N/A | #N/A | #N/A | Onslow | #N/A | #N/A | #N/A | #N/A | #N/A | #N/A | #N/A | #N/A | #N/A | #N/A | #N/A | #N/A | #N/A | #N/A | #N/A | #N/A | #N/A | #N/A | #N/A | #N/A | #N/A | #N/A | #N/A | #N/A | #N/A | #N/A | #N/A | #N/A | #N/A | #N/A | 0 | 0 | 0 | 0 | 0 | 0 | 0 | 0 | 0 | 0 | 0 | 0 | 0 | 0 | 0 | 0 | 0 | 0 | 0 | 0
Camp Lejeune (Rifle Range) | 0.22825 | #N/A | 0 |  | 750 | 0 | 0 | 0.183 | 0 | 0.045 | 0.00025 | 0 | #N/A | #N/A | #N/A | #N/A | #N/A | Onslow | #N/A | #N/A | #N/A | #N/A | #N/A | #N/A | #N/A | #N/A | #N/A | #N/A | #N/A | #N/A | #N/A | #N/A | #N/A | #N/A | #N/A | #N/A | #N/A | #N/A | #N/A | #N/A | #N/A | #N/A | #N/A | #N/A | #N/A | #N/A | #N/A | #N/A | 0 | 0 | 0 | 0 | 0 | 0 | 0 | 0 | 0 | 0 | 0.59 | 0.59 | 0.59 | 0.59 | 0.59 | 0 | 0 | 0 | 0 | 0
Oriental | 0.15117 | #N/A | 0 |  | 903 | 0.045 | 0.022 | 0 | 0.005 | 0.053 | 0.026167 | 49.8339 | #N/A | #N/A | #N/A | #N/A | #N/A | Pamlico | #N/A | #N/A | #N/A | #N/A | #N/A | #N/A | #N/A | #N/A | #N/A | #N/A | #N/A | #N/A | #N/A | #N/A | #N/A | #N/A | #N/A | #N/A | #N/A | #N/A | #N/A | #N/A | #N/A | #N/A | #N/A | #N/A | #N/A | #N/A | #N/A | #N/A | 0 | 0 | 0 | 0 | 0 | 0 | 0 | 0 | 0 | 0 | 0 | 0 | 0 | 0 | 0 | 0 | 0 | 0 | 0 | 0
Pamlico County Water System | 1.0603 | #N/A | 0 |  | 15546 | 0.57 | 0.056 | 0 | 0.109 | 0.126 | 0.19925 | 36.6654 | #N/A | #N/A | #N/A | #N/A | #N/A | Pamlico | #N/A | #N/A | #N/A | #N/A | #N/A | #N/A | #N/A | #N/A | #N/A | #N/A | #N/A | #N/A | #N/A | #N/A | #N/A | #N/A | #N/A | #N/A | #N/A | #N/A | #N/A | #N/A | #N/A | #N/A | #N/A | #N/A | #N/A | #N/A | #N/A | #N/A | 0 | 0 | 0 | 0 | 0 | 0 | 0 | 0 | 0 | 0 | 0 | 0 | 0 | 0 | 0 | 0 | 0 | 0 | 0 | 0
Elizabeth City | 2.02 | #N/A | 0.0004 |  | 18683 | 0.7642 | 0.4245 | 0.0059 | 0.299 | 0.191 | 0.335 | 40.9035 | #N/A | #N/A | #N/A | #N/A | #N/A | Pasquotank | #N/A | #N/A | #N/A | #N/A | #N/A | #N/A | #N/A | #N/A | #N/A | #N/A | #N/A | #N/A | #N/A | #N/A | #N/A | #N/A | #N/A | #N/A | #N/A | #N/A | #N/A | #N/A | #N/A | #N/A | #N/A | #N/A | #N/A | #N/A | #N/A | #N/A | 0 | 0.5 | 0.5 | 0.5 | 0.5 | 0 | 0 | 0 | 0 | 0 | 0.1327 | 0.1327 | 0.1327 | 0.1327 | 0.1327 | 0 | 0 | 0 | 0 | 0
Pasquotank County | 0.80342 | #N/A | 0.0212 |  | 11892 | 0.5 | 0.041 | 0 | 0.022 | 0.2 | 0.019217 | 42.0451 | #N/A | #N/A | #N/A | #N/A | #N/A | Pasquotank | #N/A | #N/A | #N/A | #N/A | #N/A | #N/A | #N/A | #N/A | #N/A | #N/A | #N/A | #N/A | #N/A | #N/A | #N/A | #N/A | #N/A | #N/A | #N/A | #N/A | #N/A | #N/A | #N/A | #N/A | #N/A | #N/A | #N/A | #N/A | #N/A | #N/A | 0 | 0 | 0 | 0 | 0 | 0 | 0 | 0 | 0 | 0 | 0 | 0 | 0 | 0 | 0 | 0.0212 | 0.0212 | 0.0212 | 0.0212 | 0.0212
Burgaw | 0.37142 | #N/A | 0 |  | 4250 | 0.107 | 0.133 | 0.017 | 0.062 | 0.009 | 0.043417 | 25.1765 | #N/A | #N/A | #N/A | #N/A | #N/A | Pender | #N/A | #N/A | #N/A | #N/A | #N/A | #N/A | #N/A | #N/A | #N/A | #N/A | #N/A | #N/A | #N/A | #N/A | #N/A | #N/A | #N/A | #N/A | #N/A | #N/A | #N/A | #N/A | #N/A | #N/A | #N/A | #N/A | #N/A | #N/A | #N/A | #N/A | 0 | 0 | 0 | 0 | 0 | 0 | 0 | 0 | 0 | 0 | 0 | 0 | 0 | 0 | 0 | 0 | 0 | 0 | 0 | 0
Surf City | 0.63117 | #N/A | 0.010447 |  | 5606 | 0.348 | 0.083 | 0 | 0 | 0.031 | 0.15872 | 62.0763 | #N/A | #N/A | #N/A | #N/A | #N/A | Pender | #N/A | #N/A | #N/A | #N/A | #N/A | #N/A | #N/A | #N/A | #N/A | #N/A | #N/A | #N/A | #N/A | #N/A | #N/A | #N/A | #N/A | #N/A | #N/A | #N/A | #N/A | #N/A | #N/A | #N/A | #N/A | #N/A | #N/A | #N/A | #N/A | #N/A | 0 | 0.864 | 0.864 | 0.864 | 0.864 | 0 | 0 | 0 | 0 | 0 | 0 | 0 | 0 | 0 | 0 | 0.1 | 0.1 | 0.1 | 0.1 | 0.1
Topsail Beach | 0.19508 | #N/A | 0 |  | 414 | 0.162 | 0.011 | 0 | 0.004 | 0.004 | 0.014083 | 391.3043 | #N/A | #N/A | #N/A | #N/A | #N/A | Pender | #N/A | #N/A | #N/A | #N/A | #N/A | #N/A | #N/A | #N/A | #N/A | #N/A | #N/A | #N/A | #N/A | #N/A | #N/A | #N/A | #N/A | #N/A | #N/A | #N/A | #N/A | #N/A | #N/A | #N/A | #N/A | #N/A | #N/A | #N/A | #N/A | #N/A | 0 | 0.1 | 0.1 | 0.1 | 0.1 | 0 | 0 | 0 | 0 | 0 | 0 | 0 | 0 | 0 | 0 | 0 | 0 | 0 | 0 | 0
Belvedere | 0.24528 | #N/A | 0 |  | 3317 | 0.1964 | 0.0015 | 0 | 0 | 0.011 | 0.036375 | 59.2101 | #N/A | #N/A | #N/A | #N/A | #N/A | Pender | #N/A | #N/A | #N/A | #N/A | #N/A | #N/A | #N/A | #N/A | #N/A | #N/A | #N/A | #N/A | #N/A | #N/A | #N/A | #N/A | #N/A | #N/A | #N/A | #N/A | #N/A | #N/A | #N/A | #N/A | #N/A | #N/A | #N/A | #N/A | #N/A | #N/A | 0 | 0.25 | 0.25 | 0.25 | 0.25 | 0 | 0 | 0 | 0 | 0 | 0 | 0 | 0 | 0 | 0 | 0 | 0 | 0 | 0 | 0
Hertford | 0.23258 | #N/A | 0 |  | 2100 | 0.0897 | 0.0241 | 0 | 0.0215 | 0.0417 | 0.055583 | 42.7143 | #N/A | #N/A | #N/A | #N/A | #N/A | Perquimans | #N/A | #N/A | #N/A | #N/A | #N/A | #N/A | #N/A | #N/A | #N/A | #N/A | #N/A | #N/A | #N/A | #N/A | #N/A | #N/A | #N/A | #N/A | #N/A | #N/A | #N/A | #N/A | #N/A | #N/A | #N/A | #N/A | #N/A | #N/A | #N/A | #N/A | 0 | 0 | 0 | 0 | 0 | 0 | 0 | 0 | 0 | 0 | 0 | 0 | 0 | 0 | 0 | 0 | 0 | 0 | 0 | 0
Perquimans County | 0.78549 | #N/A | 0.006 |  | 11314 | 0.57 | 0.105 | 0 | 0 | 0.05 | 0.054492 | 50.3801 | #N/A | #N/A | #N/A | #N/A | #N/A | Perquimans | #N/A | #N/A | #N/A | #N/A | #N/A | #N/A | #N/A | #N/A | #N/A | #N/A | #N/A | #N/A | #N/A | #N/A | #N/A | #N/A | #N/A | #N/A | #N/A | #N/A | #N/A | #N/A | #N/A | #N/A | #N/A | #N/A | #N/A | #N/A | #N/A | #N/A | 0 | 0 | 0 | 0 | 0 | 0 | 0 | 0 | 0 | 0 | 0.15 | 0.15 | 0.15 | 0.15 | 0.15 | 0.006 | 0.006 | 0.006 | 0.006 | 0.006
Greenville Utilities Commission | 14.3535 | #N/A | 1.6476 |  | 115500 | 5.89 | 2.88 | 1.14 | 0 | 1.818 | 0.97794 | 50.9957 | #N/A | #N/A | #N/A | #N/A | #N/A | Pitt | #N/A | #N/A | #N/A | #N/A | #N/A | #N/A | #N/A | #N/A | #N/A | #N/A | #N/A | #N/A | #N/A | #N/A | #N/A | #N/A | #N/A | #N/A | #N/A | #N/A | #N/A | #N/A | #N/A | #N/A | #N/A | #N/A | #N/A | #N/A | #N/A | #N/A | 0 | 9.5 | 15.5 | 22.5 | 22.5 | 0 | 0 | 0 | 0 | 0 | 0 | 0 | 0 | 0 | 0 | 3.744 | 3.744 | 3.744 | 3.744 | 3.744
Eastern Pines Water Corporation | 1.5022 | #N/A | 0 |  | 21300 | 1.289 | 0.069 | 0 | 0 | 0.03 | 0.11417 | 60.5164 | #N/A | #N/A | #N/A | #N/A | #N/A | Pitt | #N/A | #N/A | #N/A | #N/A | #N/A | #N/A | #N/A | #N/A | #N/A | #N/A | #N/A | #N/A | #N/A | #N/A | #N/A | #N/A | #N/A | #N/A | #N/A | #N/A | #N/A | #N/A | #N/A | #N/A | #N/A | #N/A | #N/A | #N/A | #N/A | #N/A | 0.4045 | 0.4045 | 0.4045 | 0.4045 | 0.4045 | 0 | 0 | 0 | 0 | 0 | 1.199 | 1.199 | 1.199 | 1.199 | 1.199 | 0 | 0 | 0 | 0 | 0
Farmville | 0.79304 | #N/A | 0.0438 |  | 7100 | 0.488 | 0.106 | 0.0066 | 0.0153 | 0.02 | 0.11334 | 68.7324 | #N/A | #N/A | #N/A | #N/A | #N/A | Pitt | #N/A | #N/A | #N/A | #N/A | #N/A | #N/A | #N/A | #N/A | #N/A | #N/A | #N/A | #N/A | #N/A | #N/A | #N/A | #N/A | #N/A | #N/A | #N/A | #N/A | #N/A | #N/A | #N/A | #N/A | #N/A | #N/A | #N/A | #N/A | #N/A | #N/A | 0 | 0 | 0 | 0 | 0 | 0 | 0 | 0 | 0 | 0 | 0.8 | 0.8 | 0.8 | 0.8 | 0.8 | 0.1 | 0.1 | 0.1 | 0.1 | 0.1
Ayden | 0.44733 | #N/A | 0 |  | 6366 | 0.235 | 0.063 | 0.011 | 0.025 | 0.011 | 0.10233 | 36.9149 | #N/A | #N/A | #N/A | #N/A | #N/A | Pitt | #N/A | #N/A | #N/A | #N/A | #N/A | #N/A | #N/A | #N/A | #N/A | #N/A | #N/A | #N/A | #N/A | #N/A | #N/A | #N/A | #N/A | #N/A | #N/A | #N/A | #N/A | #N/A | #N/A | #N/A | #N/A | #N/A | #N/A | #N/A | #N/A | #N/A | 0.07 | 0.07 | 0.07 | 0.07 | 0.07 | 0 | 0 | 0 | 0 | 0 | 0.387 | 0.387 | 0.387 | 0.387 | 0.387 | 0 | 0 | 0 | 0 | 0
Grifton | 0.15192 | #N/A | 0 |  | 2982 | 0.103 | 0.007 | 0.001 | 0.005 | 0.014 | 0.021917 | 34.5406 | #N/A | #N/A | #N/A | #N/A | #N/A | Pitt | #N/A | #N/A | #N/A | #N/A | #N/A | #N/A | #N/A | #N/A | #N/A | #N/A | #N/A | #N/A | #N/A | #N/A | #N/A | #N/A | #N/A | #N/A | #N/A | #N/A | #N/A | #N/A | #N/A | #N/A | #N/A | #N/A | #N/A | #N/A | #N/A | #N/A | 0 | 0 | 0 | 0 | 0 | 0 | 0 | 0 | 0 | 0 | 0.144 | 0.144 | 0.144 | 0.144 | 0.144 | 0 | 0 | 0 | 0 | 0
Winterville, Town of | 0.62259 | #N/A | 0 |  | 9845 | 0.4907 | 0.0794 | 0 | 0.0016 | 0.0043 | 0.046592 | 49.8426 | #N/A | #N/A | #N/A | #N/A | #N/A | Pitt | #N/A | #N/A | #N/A | #N/A | #N/A | #N/A | #N/A | #N/A | #N/A | #N/A | #N/A | #N/A | #N/A | #N/A | #N/A | #N/A | #N/A | #N/A | #N/A | #N/A | #N/A | #N/A | #N/A | #N/A | #N/A | #N/A | #N/A | #N/A | #N/A | #N/A | 0.0945 | 0.0945 | 0.0945 | 0.0945 | 0.0945 | 0 | 0 | 0 | 0 | 0 | 0.75 | 0.75 | 0.75 | 0.75 | 0.75 | 0 | 0 | 0 | 0 | 0
Bell Arthur WC | 0.56817 | #N/A | 0 |  | 10310 | 0.489 | 0.005 | 0 | 0.011 | 0.011 | 0.052167 | 47.4297 | #N/A | #N/A | #N/A | #N/A | #N/A | Pitt | #N/A | #N/A | #N/A | #N/A | #N/A | #N/A | #N/A | #N/A | #N/A | #N/A | #N/A | #N/A | #N/A | #N/A | #N/A | #N/A | #N/A | #N/A | #N/A | #N/A | #N/A | #N/A | #N/A | #N/A | #N/A | #N/A | #N/A | #N/A | #N/A | #N/A | 0 | 0 | 0 | 0 | 0 | 0 | 0 | 0 | 0 | 0 | 0.6 | 0.6 | 0.6 | 0.6 | 0.6 | 0 | 0 | 0 | 0 | 0
Fountain | 0.046667 | #N/A | 0 |  | 427 | 0.027 | 0.004 | 0 | 0.002 | 0.01 | 0.0036667 | 63.2319 | #N/A | #N/A | #N/A | #N/A | #N/A | Pitt | #N/A | #N/A | #N/A | #N/A | #N/A | #N/A | #N/A | #N/A | #N/A | #N/A | #N/A | #N/A | #N/A | #N/A | #N/A | #N/A | #N/A | #N/A | #N/A | #N/A | #N/A | #N/A | #N/A | #N/A | #N/A | #N/A | #N/A | #N/A | #N/A | #N/A | 0 | 0 | 0 | 0 | 0 | 0 | 0 | 0 | 0 | 0 | 0.1 | 0.1 | 0.1 | 0.1 | 0.1 | 0 | 0 | 0 | 0 | 0
Grimesland | 0.030833 | #N/A | 0 |  | 610 | 0.022 | 0.004 | 0 | 0.003 | 0.0005 | 0.0013333 | 36.0656 | #N/A | #N/A | #N/A | #N/A | #N/A | Pitt | #N/A | #N/A | #N/A | #N/A | #N/A | #N/A | #N/A | #N/A | #N/A | #N/A | #N/A | #N/A | #N/A | #N/A | #N/A | #N/A | #N/A | #N/A | #N/A | #N/A | #N/A | #N/A | #N/A | #N/A | #N/A | #N/A | #N/A | #N/A | #N/A | #N/A | 0 | 0 | 0 | 0 | 0 | 0 | 0 | 0 | 0 | 0 | 0 | 0 | 0 | 0 | 0 | 0 | 0 | 0 | 0 | 0
Stokes Regional Water Corporation | 0.2035 | #N/A | 0 |  | 3315 | 0.1495 | 0.0154 | 0 | 0.008 | 0.004 | 0.0266 | 45.098 | #N/A | #N/A | #N/A | #N/A | #N/A | Pitt | #N/A | #N/A | #N/A | #N/A | #N/A | #N/A | #N/A | #N/A | #N/A | #N/A | #N/A | #N/A | #N/A | #N/A | #N/A | #N/A | #N/A | #N/A | #N/A | #N/A | #N/A | #N/A | #N/A | #N/A | #N/A | #N/A | #N/A | #N/A | #N/A | #N/A | 0 | 0 | 0 | 0 | 0 | 0 | 0 | 0 | 0 | 0 | 0.5 | 0.5 | 0.5 | 0.5 | 0.5 | 0 | 0 | 0 | 0 | 0
Columbia | 0.098667 | #N/A | 0.0027 |  | 891 | 0.027 | 0.033 | 0 | 0.018 | 0.011 | 0.0069667 | 30.303 | #N/A | #N/A | #N/A | #N/A | #N/A | Tyrrell | #N/A | #N/A | #N/A | #N/A | #N/A | #N/A | #N/A | #N/A | #N/A | #N/A | #N/A | #N/A | #N/A | #N/A | #N/A | #N/A | #N/A | #N/A | #N/A | #N/A | #N/A | #N/A | #N/A | #N/A | #N/A | #N/A | #N/A | #N/A | #N/A | #N/A | 0 | 0 | 0 | 0 | 0 | 0 | 0 | 0 | 0 | 0 | 0 | 0 | 0 | 0 | 0 | 0.0027 | 0.0027 | 0.0027 | 0.0027 | 0.0027
Tyrrell County Water Department | 0.30658 | #N/A | 0 |  | 2962 | 0.134 | 0 | 0 | 0.041 | 0.097 | 0.034583 | 45.2397 | #N/A | #N/A | #N/A | #N/A | #N/A | Tyrrell | #N/A | #N/A | #N/A | #N/A | #N/A | #N/A | #N/A | #N/A | #N/A | #N/A | #N/A | #N/A | #N/A | #N/A | #N/A | #N/A | #N/A | #N/A | #N/A | #N/A | #N/A | #N/A | #N/A | #N/A | #N/A | #N/A | #N/A | #N/A | #N/A | #N/A | 0 | 0 | 0 | 0 | 0 | 0 | 0 | 0 | 0 | 0 | 0.0028 | 0.0028 | 0.0028 | 0.0028 | 0.0028 | 0 | 0 | 0 | 0 | 0
Plymouth | 0.34367 | #N/A | 0 |  | 3711 | 0.1206 | 0.063 | 0.0038 | 0.047 | 0.047 | 0.062267 | 32.498 | #N/A | #N/A | #N/A | #N/A | #N/A | Washington | #N/A | #N/A | #N/A | #N/A | #N/A | #N/A | #N/A | #N/A | #N/A | #N/A | #N/A | #N/A | #N/A | #N/A | #N/A | #N/A | #N/A | #N/A | #N/A | #N/A | #N/A | #N/A | #N/A | #N/A | #N/A | #N/A | #N/A | #N/A | #N/A | #N/A | 0 | 0 | 0 | 0 | 0 | 0 | 0 | 0 | 0 | 0 | 0 | 0 | 0 | 0 | 0 | 0 | 0 | 0 | 0 | 0
Roper | 0.02225 | #N/A | 0 |  | 546 | 0.016 | 0.002 | 0 | 0.001 | 0.001 | 0.00225 | 29.304 | #N/A | #N/A | #N/A | #N/A | #N/A | Washington | #N/A | #N/A | #N/A | #N/A | #N/A | #N/A | #N/A | #N/A | #N/A | #N/A | #N/A | #N/A | #N/A | #N/A | #N/A | #N/A | #N/A | #N/A | #N/A | #N/A | #N/A | #N/A | #N/A | #N/A | #N/A | #N/A | #N/A | #N/A | #N/A | #N/A | 0 | 0 | 0 | 0 | 0 | 0 | 0 | 0 | 0 | 0 | 0.033 | 0.033 | 0.033 | 0.033 | 0.033 | 0 | 0 | 0 | 0 | 0
Creswell | 0.03275 | #N/A | 0 |  | 482 | 0.028 | 0.001 | 0 | 0.0002 | 0.003 | 0.00055 | 58.0913 | #N/A | #N/A | #N/A | #N/A | #N/A | Washington | #N/A | #N/A | #N/A | #N/A | #N/A | #N/A | #N/A | #N/A | #N/A | #N/A | #N/A | #N/A | #N/A | #N/A | #N/A | #N/A | #N/A | #N/A | #N/A | #N/A | #N/A | #N/A | #N/A | #N/A | #N/A | #N/A | #N/A | #N/A | #N/A | #N/A | 0 | 0 | 0 | 0 | 0 | 0 | 0 | 0 | 0 | 0 | 0 | 0 | 0 | 0 | 0 | 0 | 0 | 0 | 0 | 0
Washington County Water System | 0.44658 | #N/A | 0.02 |  | 6413 | 0.188 | 0.01 | 0.003 | 0.022 | 0.073 | 0.13058 | 29.3155 | #N/A | #N/A | #N/A | #N/A | #N/A | Washington | #N/A | #N/A | #N/A | #N/A | #N/A | #N/A | #N/A | #N/A | #N/A | #N/A | #N/A | #N/A | #N/A | #N/A | #N/A | #N/A | #N/A | #N/A | #N/A | #N/A | #N/A | #N/A | #N/A | #N/A | #N/A | #N/A | #N/A | #N/A | #N/A | #N/A | 0 | 0 | 0 | 0 | 0 | 0 | 0 | 0 | 0 | 0 | 0 | 0 | 0 | 0 | 0 | 0.033 | 0.033 | 0.033 | 0.033 | 0.033
Goldsboro | 6.7411 | #N/A | 1.1454 |  | 34234 | 2.2 | 1 | 1 | 0.31 | 0.434 | 0.65168 | 64.2636 | #N/A | #N/A | #N/A | #N/A | #N/A | Wayne | #N/A | #N/A | #N/A | #N/A | #N/A | #N/A | #N/A | #N/A | #N/A | #N/A | #N/A | #N/A | #N/A | #N/A | #N/A | #N/A | #N/A | #N/A | #N/A | #N/A | #N/A | #N/A | #N/A | #N/A | #N/A | #N/A | #N/A | #N/A | #N/A | #N/A | 0 | 0 | 0 | 0 | 0 | 0 | 0 | 0 | 0 | 0 | 0 | 0 | 0 | 0 | 0 | 3.7 | 3.7 | 3.7 | 3.7 | 3.7
Mount Olive | 1.5819 | #N/A | 0 |  | 5790 | 0.272 | 0.097 | 0.565 | 0.056 | 0.058 | 0.53392 | 46.9775 | #N/A | #N/A | #N/A | #N/A | #N/A | Wayne | #N/A | #N/A | #N/A | #N/A | #N/A | #N/A | #N/A | #N/A | #N/A | #N/A | #N/A | #N/A | #N/A | #N/A | #N/A | #N/A | #N/A | #N/A | #N/A | #N/A | #N/A | #N/A | #N/A | #N/A | #N/A | #N/A | #N/A | #N/A | #N/A | #N/A | 0 | 0 | 0 | 0 | 0 | 0 | 0 | 0 | 0 | 0 | 0 | 0 | 0 | 0 | 0 | 0 | 0 | 0 | 0 | 0
Fremont | 0.1645 | #N/A | 0.0344 |  | 1261 | 0.096 | 0.011 | 0 | 0.008 | 0.002 | 0.0131 | 76.1301 | #N/A | #N/A | #N/A | #N/A | #N/A | Wayne | #N/A | #N/A | #N/A | #N/A | #N/A | #N/A | #N/A | #N/A | #N/A | #N/A | #N/A | #N/A | #N/A | #N/A | #N/A | #N/A | #N/A | #N/A | #N/A | #N/A | #N/A | #N/A | #N/A | #N/A | #N/A | #N/A | #N/A | #N/A | #N/A | #N/A | 0.15 | 0.15 | 0.15 | 0.15 | 0.15 | 0 | 0 | 0 | 0 | 0 | 0.1645 | 0.1645 | 0.1645 | 0.1645 | 0.1645 | 0.1 | 0.1 | 0.1 | 0.1 | 0.1
Pikeville | 0.056667 | #N/A | 0 |  | 714 | 0.035 | 0.007 | 0 | 0.005 | 0.0002 | 0.0094667 | 49.0196 | #N/A | #N/A | #N/A | #N/A | #N/A | Wayne | #N/A | #N/A | #N/A | #N/A | #N/A | #N/A | #N/A | #N/A | #N/A | #N/A | #N/A | #N/A | #N/A | #N/A | #N/A | #N/A | #N/A | #N/A | #N/A | #N/A | #N/A | #N/A | #N/A | #N/A | #N/A | #N/A | #N/A | #N/A | #N/A | #N/A | 0 | 0 | 0 | 0 | 0 | 0 | 0 | 0 | 0 | 0 | 0.117 | 0.117 | 0.117 | 0.117 | 0.117 | 0 | 0 | 0 | 0 | 0
Southern Wayne SD | 0.54217 | #N/A | 0 |  | 7520 | 0.362 | 0.022 | 0.0375 | 0.0072 | 0.035 | 0.078475 | 48.1383 | #N/A | #N/A | #N/A | #N/A | #N/A | Wayne | #N/A | #N/A | #N/A | #N/A | #N/A | #N/A | #N/A | #N/A | #N/A | #N/A | #N/A | #N/A | #N/A | #N/A | #N/A | #N/A | #N/A | #N/A | #N/A | #N/A | #N/A | #N/A | #N/A | #N/A | #N/A | #N/A | #N/A | #N/A | #N/A | #N/A | 0 | 0 | 0 | 0 | 0 | 0 | 0 | 0 | 0 | 0 | 0 | 0 | 0 | 0 | 0 | 0 | 0 | 0 | 0 | 0
Fork Township SD | 0.64874 | #N/A | 0 |  | 8844 | 0.4177 | 0.1101 | 0 | 0 | 0.03 | 0.090942 | 47.2298 | #N/A | #N/A | #N/A | #N/A | #N/A | Wayne | #N/A | #N/A | #N/A | #N/A | #N/A | #N/A | #N/A | #N/A | #N/A | #N/A | #N/A | #N/A | #N/A | #N/A | #N/A | #N/A | #N/A | #N/A | #N/A | #N/A | #N/A | #N/A | #N/A | #N/A | #N/A | #N/A | #N/A | #N/A | #N/A | #N/A | 0.692 | 0.692 | 0.692 | 0.692 | 0.692 | 0 | 0 | 0 | 0 | 0 | 0.2 | 0.2 | 0.2 | 0.2 | 0.2 | 0 | 0 | 0 | 0 | 0
Wayne Water Districts | 3.2687 | #N/A | 0.4787 |  | 36934 | 1.8798 | 0.4154 | 0 | 0.3624 | 0.096 | 0.0364 | 50.8962 | #N/A | #N/A | #N/A | #N/A | #N/A | Wayne | #N/A | #N/A | #N/A | #N/A | #N/A | #N/A | #N/A | #N/A | #N/A | #N/A | #N/A | #N/A | #N/A | #N/A | #N/A | #N/A | #N/A | #N/A | #N/A | #N/A | #N/A | #N/A | #N/A | #N/A | #N/A | #N/A | #N/A | #N/A | #N/A | #N/A | 0 | 0 | 0 | 0 | 0 | 0.15 | 0.15 | 0.15 | 0.15 | 0.15 | 0.45 | 0.45 | 0.45 | 0.45 | 0.45 | 0.8331 | 0.8331 | 0.8331 | 0.8331 | 0.8331
Walnut Creek | 0.0685 | #N/A | 0 |  | 860 | 0.051 | 0.005 | 0 | 0.004 | 0.002 | 0.0065 | 59.3023 | #N/A | #N/A | #N/A | #N/A | #N/A | Wayne | #N/A | #N/A | #N/A | #N/A | #N/A | #N/A | #N/A | #N/A | #N/A | #N/A | #N/A | #N/A | #N/A | #N/A | #N/A | #N/A | #N/A | #N/A | #N/A | #N/A | #N/A | #N/A | #N/A | #N/A | #N/A | #N/A | #N/A | #N/A | #N/A | #N/A | 0 | 0 | 0 | 0 | 0 | 0 | 0 | 0 | 0 | 0 | 0.15 | 0.15 | 0.15 | 0.15 | 0.15 | 0 | 0 | 0 | 0 | 0
Wilson | 9.2627 | #N/A | 0.53781 |  | 53000 | 2.68 | 1.121 | 1.597 | 0.055 | 1.8 | 1.4719 | 50.566 | #N/A | #N/A | #N/A | #N/A | #N/A | Wilson | #N/A | #N/A | #N/A | #N/A | #N/A | #N/A | #N/A | #N/A | #N/A | #N/A | #N/A | #N/A | #N/A | #N/A | #N/A | #N/A | #N/A | #N/A | #N/A | #N/A | #N/A | #N/A | #N/A | #N/A | #N/A | #N/A | #N/A | #N/A | #N/A | #N/A | 0 | 0 | 0 | 0 | 0 | 0 | 0 | 0 | 0 | 0 | 0 | 0 | 0 | 0 | 0 | 1.968 | 1.968 | 0.468 | 0 | 0
Elm City | 0.16056 | #N/A | 0 |  | 1720 | 0.086 | 0.0145 | 0 | 0.014 | 0.005 | 0.041058 | 50 | #N/A | #N/A | #N/A | #N/A | #N/A | Wilson | #N/A | #N/A | #N/A | #N/A | #N/A | #N/A | #N/A | #N/A | #N/A | #N/A | #N/A | #N/A | #N/A | #N/A | #N/A | #N/A | #N/A | #N/A | #N/A | #N/A | #N/A | #N/A | #N/A | #N/A | #N/A | #N/A | #N/A | #N/A | #N/A | #N/A | 0 | 0 | 0 | 0 | 0 | 0 | 0 | 0 | 0 | 0 | 0.3 | 0.3 | 0.3 | 0.3 | 0.3 | 0 | 0 | 0 | 0 | 0
Stantonsburg | 0.35425 | #N/A | 0.2534 |  | 850 | 0.0497 | 0.0046 | 0.0161 | 0 | 0.027 | 0.00345 | 58.4706 | #N/A | #N/A | #N/A | #N/A | #N/A | Wilson | #N/A | #N/A | #N/A | #N/A | #N/A | #N/A | #N/A | #N/A | #N/A | #N/A | #N/A | #N/A | #N/A | #N/A | #N/A | #N/A | #N/A | #N/A | #N/A | #N/A | #N/A | #N/A | #N/A | #N/A | #N/A | #N/A | #N/A | #N/A | #N/A | #N/A | 0 | 0 | 0 | 0 | 0 | 0 | 0 | 0 | 0 | 0 | 0 | 0 | 0 | 0 | 0 | 0.2534 | 0.2534 | 0.2534 | 0 | 0
Lucama | 0.089167 | #N/A | 0 |  | 881 | 0.037 | 0.002 | 0 | 0.002 | 0.0151 | 0.033067 | 41.9977 | #N/A | #N/A | #N/A | #N/A | #N/A | Wilson | #N/A | #N/A | #N/A | #N/A | #N/A | #N/A | #N/A | #N/A | #N/A | #N/A | #N/A | #N/A | #N/A | #N/A | #N/A | #N/A | #N/A | #N/A | #N/A | #N/A | #N/A | #N/A | #N/A | #N/A | #N/A | #N/A | #N/A | #N/A | #N/A | #N/A | 0 | 0 | 0 | 0 | 0 | 0 | 0 | 0 | 0 | 0 | 0 | 0 | 0 | 0 | 0 | 0 | 0 | 0 | 0 | 0
Black Creek | 0.544 | #N/A | 0.42 |  | 1797 | 0.106 | 0 | 0 | 0 | 0.006 | 0.012 | 58.9872 | #N/A | #N/A | #N/A | #N/A | #N/A | Wilson | #N/A | #N/A | #N/A | #N/A | #N/A | #N/A | #N/A | #N/A | #N/A | #N/A | #N/A | #N/A | #N/A | #N/A | #N/A | #N/A | #N/A | #N/A | #N/A | #N/A | #N/A | #N/A | #N/A | #N/A | #N/A | #N/A | #N/A | #N/A | #N/A | #N/A | 0 | 0 | 0 | 0 | 0 | 0 | 0 | 0 | 0 | 0 | 0 | 0 | 0 | 0 | 0 | 0.55 | 0.55 | 0.55 | 0.55 | 0.55
Saratoga | 0.05 | #N/A | 0 |  | 410 | 0.0399 | 0.0025 | 0 | 0 | 0.0025 | 0.0051 | 97.3171 | #N/A | #N/A | #N/A | #N/A | #N/A | Wilson | #N/A | #N/A | #N/A | #N/A | #N/A | #N/A | #N/A | #N/A | #N/A | #N/A | #N/A | #N/A | #N/A | #N/A | #N/A | #N/A | #N/A | #N/A | #N/A | #N/A | #N/A | #N/A | #N/A | #N/A | #N/A | #N/A | #N/A | #N/A | #N/A | #N/A | 0 | 0 | 0 | 0 | 0 | 0 | 0.05 | 0.05 | 0.05 | 0.05 | 0 | 0 | 0 | 0 | 0 | 0 | 0 | 0 | 0 | 0
Sims | 0.021583 | #N/A | 0 |  | 304 | 0.019 | 0.002 | 0 | 0.0003 | 0.0001 | 0.00018333 | 62.5 | #N/A | #N/A | #N/A | #N/A | #N/A | Wilson | #N/A | #N/A | #N/A | #N/A | #N/A | #N/A | #N/A | #N/A | #N/A | #N/A | #N/A | #N/A | #N/A | #N/A | #N/A | #N/A | #N/A | #N/A | #N/A | #N/A | #N/A | #N/A | #N/A | #N/A | #N/A | #N/A | #N/A | #N/A | #N/A | #N/A | 0 | 0 | 0 | 0 | 0 | 0 | 0 | 0 | 0 | 0 | 0.036 | 0.036 | 0.036 | 0.036 | 0.036 | 0 | 0 | 0 | 0 | 0
Caldwell Co (Addison Lane) | 0.0058333 | #N/A | 0 |  | 130 | 0.0061 | 0 | 0 | 0 | 0 | -0.00026667 | 46.9231 | #N/A | #N/A | #N/A | #N/A | #N/A | Caldwell | #N/A | #N/A | #N/A | #N/A | #N/A | #N/A | #N/A | #N/A | #N/A | #N/A | #N/A | #N/A | #N/A | #N/A | #N/A | #N/A | #N/A | #N/A | #N/A | #N/A | #N/A | #N/A | #N/A | #N/A | #N/A | #N/A | #N/A | #N/A | #N/A | #N/A | 0 | 0 | 0 | 0 | 0 | 0 | 0 | 0 | 0 | 0 | 0.1 | 0.1 | 0.1 | 0.1 | 0.1 | 0 | 0 | 0 | 0 | 0
McDowell County (Nebo) | 0.067917 | #N/A | 0 |  | 750 | 0.032 | 0.0058 | 0.0007 | 0.0123 | 0.0147 | 0.0024167 | 42.6667 | #N/A | #N/A | #N/A | #N/A | #N/A | McDowell | #N/A | #N/A | #N/A | #N/A | #N/A | #N/A | #N/A | #N/A | #N/A | #N/A | #N/A | #N/A | #N/A | #N/A | #N/A | #N/A | #N/A | #N/A | #N/A | #N/A | #N/A | #N/A | #N/A | #N/A | #N/A | #N/A | #N/A | #N/A | #N/A | #N/A | 0 | 0 | 0 | 0 | 0 | 0 | 0 | 0 | 0 | 0 | 0.2 | 0.2 | 0.2 | 0.2 | 0.2 | 0 | 0 | 0 | 0 | 0
Polk County Water System | 3.408 | #N/A | 3.1675 |  | 522 | 0.0311 | 0.1206 | 0 | 0.0252 | 0.006 | 0.057617 | 59.5785 | #N/A | #N/A | #N/A | #N/A | #N/A | Polk | #N/A | #N/A | #N/A | #N/A | #N/A | #N/A | #N/A | #N/A | #N/A | #N/A | #N/A | #N/A | #N/A | #N/A | #N/A | #N/A | #N/A | #N/A | #N/A | #N/A | #N/A | #N/A | #N/A | #N/A | #N/A | #N/A | #N/A | #N/A | #N/A | #N/A | 5.9 | 12 | 12 | 18 | 18 | 4.1 | 0 | 0 | 0 | 0 | 4.1 | 4.1 | 4.1 | 4.1 | 4.1 | 3.5 | 3.5 | 3.5 | 3.5 | 3.5
Southeastern Catawba Co WD | 0.24333 | #N/A | 0 |  | 2383 | 0.176 | 0.071 | 0 | 0 | 0.087 | -0.090667 | 73.8565 | #N/A | #N/A | #N/A | #N/A | #N/A | Catawba | #N/A | #N/A | #N/A | #N/A | #N/A | #N/A | #N/A | #N/A | #N/A | #N/A | #N/A | #N/A | #N/A | #N/A | #N/A | #N/A | #N/A | #N/A | #N/A | #N/A | #N/A | #N/A | #N/A | #N/A | #N/A | #N/A | #N/A | #N/A | #N/A | #N/A | 0 | 0 | 0 | 0 | 0 | 0 | 0 | 0 | 0 | 0 | 0.5 | 0.5 | 0.5 | 0.5 | 0.5 | 0 | 0 | 0 | 0 | 0
Big Lick Road | 0.01945 | #N/A | 0 |  | 290 | 0.0125 | 0 | 0.0043 | 0 | 0.001 | 0.00165 | 43.1034 | #N/A | #N/A | #N/A | #N/A | #N/A | Stanly | #N/A | #N/A | #N/A | #N/A | #N/A | #N/A | #N/A | #N/A | #N/A | #N/A | #N/A | #N/A | #N/A | #N/A | #N/A | #N/A | #N/A | #N/A | #N/A | #N/A | #N/A | #N/A | #N/A | #N/A | #N/A | #N/A | #N/A | #N/A | #N/A | #N/A | 0 | 0 | 0 | 0 | 0 | 0 | 0 | 0 | 0 | 0 | 0.075 | 0.075 | 0.075 | 0.075 | 0.075 | 0 | 0 | 0 | 0 | 0
Polk Ford/Renee Ford | 0.03255 | #N/A | 0 |  | 503 | 0.0226 | 0.0002 | 0 | 0 | 0.0048 | 0.00495 | 44.9304 | #N/A | #N/A | #N/A | #N/A | #N/A | Stanly | #N/A | #N/A | #N/A | #N/A | #N/A | #N/A | #N/A | #N/A | #N/A | #N/A | #N/A | #N/A | #N/A | #N/A | #N/A | #N/A | #N/A | #N/A | #N/A | #N/A | #N/A | #N/A | #N/A | #N/A | #N/A | #N/A | #N/A | #N/A | #N/A | #N/A | 0 | 0 | 0 | 0 | 0 | 0 | 0 | 0 | 0 | 0 | 0.075 | 0.075 | 0.075 | 0.075 | 0.075 | 0 | 0 | 0 | 0 | 0
Swepsonville | 0.17822 | #N/A | 0 |  | 2145 | 0.1195 | 0.0011 | 0.0214 | 0.0018 | 0.001 | 0.033425 | 55.711 | #N/A | #N/A | #N/A | #N/A | #N/A | Alamance | #N/A | #N/A | #N/A | #N/A | #N/A | #N/A | #N/A | #N/A | #N/A | #N/A | #N/A | #N/A | #N/A | #N/A | #N/A | #N/A | #N/A | #N/A | #N/A | #N/A | #N/A | #N/A | #N/A | #N/A | #N/A | #N/A | #N/A | #N/A | #N/A | #N/A | 0 | 0 | 0 | 0 | 0 | 0 | 0 | 0 | 0 | 0 | 0.3 | 0.3 | 0.3 | 0.3 | 0.3 | 0 | 0 | 0 | 0 | 0
Piedmont Triad Regional Water Authority | 12.4764 | #N/A | 11.281 |  | 0 | 0 | 0 | 0 | 0 | 0.53 | 0.66542 | ERROR | #N/A | #N/A | #N/A | #N/A | #N/A | Guilford | #N/A | #N/A | #N/A | #N/A | #N/A | #N/A | #N/A | #N/A | #N/A | #N/A | #N/A | #N/A | #N/A | #N/A | #N/A | #N/A | #N/A | #N/A | #N/A | #N/A | #N/A | #N/A | #N/A | #N/A | #N/A | #N/A | #N/A | #N/A | #N/A | #N/A | 0 | 0 | 0 | 0 | 0 | 0 | 0 | 0 | 0 | 0 | 0 | 0 | 0 | 0 | 0 | 13.272 | 13.272 | 13.272 | 13.272 | 13.272
Yadkin County - Hwy 21 | 0.0475 | #N/A | 0 |  | 258 | 0.007 | 0.0032 | 0.0077 | 0.0104 | 0.0121 | 0.0071 | 27.1318 | #N/A | #N/A | #N/A | #N/A | #N/A | Yadkin | #N/A | #N/A | #N/A | #N/A | #N/A | #N/A | #N/A | #N/A | #N/A | #N/A | #N/A | #N/A | #N/A | #N/A | #N/A | #N/A | #N/A | #N/A | #N/A | #N/A | #N/A | #N/A | #N/A | #N/A | #N/A | #N/A | #N/A | #N/A | #N/A | #N/A | 0 | 0 | 0 | 0 | 0 | 0 | 0 | 0 | 0 | 0 | 0.2 | 0.2 | 0.2 | 0.2 | 0.2 | 0 | 0 | 0 | 0 | 0
Yadkin County - East Bend | 0.052383 | #N/A | 0.049 |  | 80 | 0.0022 | 0.0001 | 0 | 0.0001 | 0.0001 | 0.00088333 | 27.5 | #N/A | #N/A | #N/A | #N/A | #N/A | Yadkin | #N/A | #N/A | #N/A | #N/A | #N/A | #N/A | #N/A | #N/A | #N/A | #N/A | #N/A | #N/A | #N/A | #N/A | #N/A | #N/A | #N/A | #N/A | #N/A | #N/A | #N/A | #N/A | #N/A | #N/A | #N/A | #N/A | #N/A | #N/A | #N/A | #N/A | 0 | 0 | 0 | 0 | 0 | 0 | 0 | 0 | 0 | 0 | 2 | 2 | 2 | 2 | 2 | 1 | 1 | 1 | 1 | 1
Chatham County Asbury Water System | 0.44542 | #N/A | 0.2682 |  | 1155 | 0.051 | 0.007 | 0.03 | 0.005 | 0.058 | 0.026217 | 44.1558 | #N/A | #N/A | #N/A | #N/A | #N/A | Chatham | #N/A | #N/A | #N/A | #N/A | #N/A | #N/A | #N/A | #N/A | #N/A | #N/A | #N/A | #N/A | #N/A | #N/A | #N/A | #N/A | #N/A | #N/A | #N/A | #N/A | #N/A | #N/A | #N/A | #N/A | #N/A | #N/A | #N/A | #N/A | #N/A | #N/A | 0 | 0 | 0 | 0 | 0 | 0 | 0.5 | 0.5 | 0.5 | 0.5 | 1.5 | 1.5 | 1.5 | 1.5 | 1.5 | 0.2682 | 0.2682 | 0.2682 | 0.2682 | 0.2682
Durham County (Rougemont) | 0.0029833 | #N/A | 0 |  | 65 | 0.0018 | 0.0005 | 0 | 0.0004 | 0.0002 | 8.3333e-05 | 27.6923 | #N/A | #N/A | #N/A | #N/A | #N/A | Durham | #N/A | #N/A | #N/A | #N/A | #N/A | #N/A | #N/A | #N/A | #N/A | #N/A | #N/A | #N/A | #N/A | #N/A | #N/A | #N/A | #N/A | #N/A | #N/A | #N/A | #N/A | #N/A | #N/A | #N/A | #N/A | #N/A | #N/A | #N/A | #N/A | #N/A | 0 | 0 | 0 | 0 | 0 | 0 | 0 | 0 | 0 | 0 | 0 | 0 | 0 | 0 | 0 | 0 | 0 | 0 | 0 | 0
Smithfield South | 0.054 | #N/A | 0 |  | 660 | 0.042 | 0.002 | 0 | 0.007 | 0.0018 | 0.0012 | 63.6364 | #N/A | #N/A | #N/A | #N/A | #N/A | Johnston | #N/A | #N/A | #N/A | #N/A | #N/A | #N/A | #N/A | #N/A | #N/A | #N/A | #N/A | #N/A | #N/A | #N/A | #N/A | #N/A | #N/A | #N/A | #N/A | #N/A | #N/A | #N/A | #N/A | #N/A | #N/A | #N/A | #N/A | #N/A | #N/A | #N/A | 0.042 | 0.042 | 0.042 | 0.042 | 0.042 | 0 | 0 | 0 | 0 | 0 | 0.054 | 0.054 | 0.054 | 0.054 | 0.054 | 0 | 0 | 0 | 0 | 0
Micro (County Line) | 0.001775 | #N/A | 0 |  | 40 | 0.002 | 0 | 0 | 0 | 0 | -0.000225 | 50 | #N/A | #N/A | #N/A | #N/A | #N/A | Johnston | #N/A | #N/A | #N/A | #N/A | #N/A | #N/A | #N/A | #N/A | #N/A | #N/A | #N/A | #N/A | #N/A | #N/A | #N/A | #N/A | #N/A | #N/A | #N/A | #N/A | #N/A | #N/A | #N/A | #N/A | #N/A | #N/A | #N/A | #N/A | #N/A | #N/A | 0 | 0 | 0 | 0 | 0 | 0 | 0 | 0 | 0 | 0 | 0.005 | 0.005 | 0.005 | 0.005 | 0.005 | 0 | 0 | 0 | 0 | 0
Selma - County Line | 0.11809 | #N/A | 0 |  | 650 | 0.0304 | 0.0847 | 0 | 0 | 0.0001 | 0.0028917 | 46.7692 | #N/A | #N/A | #N/A | #N/A | #N/A | Johnston | #N/A | #N/A | #N/A | #N/A | #N/A | #N/A | #N/A | #N/A | #N/A | #N/A | #N/A | #N/A | #N/A | #N/A | #N/A | #N/A | #N/A | #N/A | #N/A | #N/A | #N/A | #N/A | #N/A | #N/A | #N/A | #N/A | #N/A | #N/A | #N/A | #N/A | 0 | 0 | 0 | 0 | 0 | 0 | 0 | 0 | 0 | 0 | 0.215 | 0.215 | 0.215 | 0.215 | 0.215 | 0 | 0 | 0 | 0 | 0
Central Nash WSD | 0.32992 | #N/A | 0 |  | 5882 | 0.245 | 0.045 | 0 | 0 | 0.0009 | 0.039017 | 41.6525 | #N/A | #N/A | #N/A | #N/A | #N/A | Nash | #N/A | #N/A | #N/A | #N/A | #N/A | #N/A | #N/A | #N/A | #N/A | #N/A | #N/A | #N/A | #N/A | #N/A | #N/A | #N/A | #N/A | #N/A | #N/A | #N/A | #N/A | #N/A | #N/A | #N/A | #N/A | #N/A | #N/A | #N/A | #N/A | #N/A | 0 | 0 | 0 | 0 | 0 | 0 | 0 | 0 | 0 | 0 | 0.45 | 0.45 | 0.45 | 0.45 | 0.45 | 0 | 0 | 0 | 0 | 0
Nash County Area II | 0.135 | #N/A | 0 |  | 685 | 0.023 | 0.0028 | 0.106 | 0 | 0.0001 | 0.0031 | 33.5766 | #N/A | #N/A | #N/A | #N/A | #N/A | Nash | #N/A | #N/A | #N/A | #N/A | #N/A | #N/A | #N/A | #N/A | #N/A | #N/A | #N/A | #N/A | #N/A | #N/A | #N/A | #N/A | #N/A | #N/A | #N/A | #N/A | #N/A | #N/A | #N/A | #N/A | #N/A | #N/A | #N/A | #N/A | #N/A | #N/A | 0 | 0 | 0 | 0 | 0 | 0 | 0 | 0 | 0 | 0 | 0.15 | 0.15 | 0.15 | 0.15 | 0.15 | 0 | 0 | 0 | 0 | 0
Northern Nash County | ERROR | #N/A | 0 |  | #N/A | 0 | 0 | 0 | 0 | 0 | #VALUE! | ERROR | #N/A | #N/A | #N/A | #N/A | #N/A | Nash | #N/A | #N/A | #N/A | #N/A | #N/A | #N/A | #N/A | #N/A | #N/A | #N/A | #N/A | #N/A | #N/A | #N/A | #N/A | #N/A | #N/A | #N/A | #N/A | #N/A | #N/A | #N/A | #N/A | #N/A | #N/A | #N/A | #N/A | #N/A | #N/A | #N/A | 0 | 0 | 0 | 0 | 0 | 0 | 0 | 0 | 0 | 0 | 0 | 0 | 0 | 0 | 0 | 0 | 0 | 0 | 0 | 0
Northampton Co - North Gaston | 0.01175 | #N/A | 0 |  | 180 | 0.007 | 0.003 | 0 | 0 | 0.0007 | 0.00105 | 38.8889 | #N/A | #N/A | #N/A | #N/A | #N/A | Northampton | #N/A | #N/A | #N/A | #N/A | #N/A | #N/A | #N/A | #N/A | #N/A | #N/A | #N/A | #N/A | #N/A | #N/A | #N/A | #N/A | #N/A | #N/A | #N/A | #N/A | #N/A | #N/A | #N/A | #N/A | #N/A | #N/A | #N/A | #N/A | #N/A | #N/A | 0 | 0 | 0 | 0 | 0 | 0 | 0 | 0 | 0 | 0 | 0.015 | 0.015 | 0.015 | 0.015 | 0.015 | 0 | 0 | 0 | 0 | 0
Northampton Co - West Jackson | 0.00075 | #N/A | 0 |  | 40 | 0.0006 | 0 | 0 | 0 | 0 | 0.00015 | 15 | #N/A | #N/A | #N/A | #N/A | #N/A | Northampton | #N/A | #N/A | #N/A | #N/A | #N/A | #N/A | #N/A | #N/A | #N/A | #N/A | #N/A | #N/A | #N/A | #N/A | #N/A | #N/A | #N/A | #N/A | #N/A | #N/A | #N/A | #N/A | #N/A | #N/A | #N/A | #N/A | #N/A | #N/A | #N/A | #N/A | 0 | 0 | 0 | 0 | 0 | 0 | 0 | 0 | 0 | 0 | 0.05 | 0.05 | 0.05 | 0.05 | 0.05 | 0 | 0 | 0 | 0 | 0
Vance County Water District | 0.14528 | #N/A | 0 |  | 3600 | 0.1204 | 0.0024 | 0 | 0.01 | 0.001 | 0.011483 | 33.4444 | #N/A | #N/A | #N/A | #N/A | #N/A | Vance | #N/A | #N/A | #N/A | #N/A | #N/A | #N/A | #N/A | #N/A | #N/A | #N/A | #N/A | #N/A | #N/A | #N/A | #N/A | #N/A | #N/A | #N/A | #N/A | #N/A | #N/A | #N/A | #N/A | #N/A | #N/A | #N/A | #N/A | #N/A | #N/A | #N/A | 0 | 0 | 0 | 0 | 0 | 0 | 0 | 0 | 0 | 0 | 0.325 | 0.325 | 0.325 | 0.325 | 0.325 | 0 | 0 | 0 | 0 | 0
Wilson County SWWD | 0.42034 | #N/A | 0.1045 |  | 4823 | 0.1806 | 0.013 | 0.0024 | 0.0028 | 0.025 | 0.092042 | 37.4456 | #N/A | #N/A | #N/A | #N/A | #N/A | Wilson | #N/A | #N/A | #N/A | #N/A | #N/A | #N/A | #N/A | #N/A | #N/A | #N/A | #N/A | #N/A | #N/A | #N/A | #N/A | #N/A | #N/A | #N/A | #N/A | #N/A | #N/A | #N/A | #N/A | #N/A | #N/A | #N/A | #N/A | #N/A | #N/A | #N/A | 0.5 | 0.5 | 0.5 | 0.5 | 0.5 | 0 | 0 | 0 | 0 | 0 | 0.721 | 0.721 | 0.721 | 0.721 | 0.721 | 0.1329 | 0.1329 | 0.1329 | 0.1329 | 0.1329
Wilson County SEWD | 0.25369 | #N/A | 0 |  | 4048 | 0.1612 | 0.0146 | 0 | 0.0032 | 0.015 | 0.059692 | 39.8221 | #N/A | #N/A | #N/A | #N/A | #N/A | Wilson | #N/A | #N/A | #N/A | #N/A | #N/A | #N/A | #N/A | #N/A | #N/A | #N/A | #N/A | #N/A | #N/A | #N/A | #N/A | #N/A | #N/A | #N/A | #N/A | #N/A | #N/A | #N/A | #N/A | #N/A | #N/A | #N/A | #N/A | #N/A | #N/A | #N/A | 0.161 | 0.261 | 0.261 | 0.261 | 0.261 | 0 | 0 | 0 | 0 | 0 | 0.5503 | 0.5503 | 0.5503 | 0.5503 | 0.5503 | 0 | 0 | 0 | 0 | 0
Bladen Bluffs - LCFWSA | 1.5978 | #N/A | 1.512 |  | 0 | 0 | 0 | 0 | 0 | 0.0512 | 0.034609 | ERROR | #N/A | #N/A | #N/A | #N/A | #N/A | Bladen | #N/A | #N/A | #N/A | #N/A | #N/A | #N/A | #N/A | #N/A | #N/A | #N/A | #N/A | #N/A | #N/A | #N/A | #N/A | #N/A | #N/A | #N/A | #N/A | #N/A | #N/A | #N/A | #N/A | #N/A | #N/A | #N/A | #N/A | #N/A | #N/A | #N/A | 0 | 0 | 0 | 0 | 0 | 0 | 0 | 0 | 0 | 0 | 0 | 0 | 0 | 0 | 0 | 4 | 4 | 4 | 4 | 4
LCFWSA - Kings Bluff | 30.8362 | #N/A | 27.32 |  | 0 | 0 | 0 | 0.733 | 0 | 0 | 2.7832 | ERROR | #N/A | #N/A | #N/A | #N/A | #N/A | Bladen | #N/A | #N/A | #N/A | #N/A | #N/A | #N/A | #N/A | #N/A | #N/A | #N/A | #N/A | #N/A | #N/A | #N/A | #N/A | #N/A | #N/A | #N/A | #N/A | #N/A | #N/A | #N/A | #N/A | #N/A | #N/A | #N/A | #N/A | #N/A | #N/A | #N/A | 0 | 0 | 0 | 0 | 0 | 0 | 41 | 41 | 41 | 41 | 0 | 0 | 0 | 0 | 0 | 94 | 94 | 94 | 94 | 94
Old North Utility Services, Inc. | 3.7522 | #N/A | 0 |  | 65000 | 1.3507 | 0.0047 | 1.4015 | 0.03 | 0.45 | 0.51527 | 20.78 | #N/A | #N/A | #N/A | #N/A | #N/A | Cumberland | #N/A | #N/A | #N/A | #N/A | #N/A | #N/A | #N/A | #N/A | #N/A | #N/A | #N/A | #N/A | #N/A | #N/A | #N/A | #N/A | #N/A | #N/A | #N/A | #N/A | #N/A | #N/A | #N/A | #N/A | #N/A | #N/A | #N/A | #N/A | #N/A | #N/A | 0 | 0 | 0 | 0 | 0 | 0 | 0 | 0 | 0 | 0 | 11.752 | 11.752 | 11.752 | 11.752 | 11.752 | 0 | 0 | 0 | 0 | 0
Eastover Sanitary District | 0.36226 | #N/A | 0 |  | 6705 | 0.3171 | 0.0421 | 0 | 0.0025 | 0.003 | -0.0024417 | 47.2931 | #N/A | #N/A | #N/A | #N/A | #N/A | Cumberland | #N/A | #N/A | #N/A | #N/A | #N/A | #N/A | #N/A | #N/A | #N/A | #N/A | #N/A | #N/A | #N/A | #N/A | #N/A | #N/A | #N/A | #N/A | #N/A | #N/A | #N/A | #N/A | #N/A | #N/A | #N/A | #N/A | #N/A | #N/A | #N/A | #N/A | 0 | 0 | 0 | 0 | 0 | 0 | 0 | 0 | 0 | 0 | 1 | 1 | 1 | 1 | 1 | 0 | 0 | 0 | 0 | 0
East Moore Water District | 1.168 | #N/A | 0.6792 |  | 6800 | 0.388 | 0.02 | 0 | 0 | 0.004 | 0.0768 | 57.0588 | #N/A | #N/A | #N/A | #N/A | #N/A | Moore | #N/A | #N/A | #N/A | #N/A | #N/A | #N/A | #N/A | #N/A | #N/A | #N/A | #N/A | #N/A | #N/A | #N/A | #N/A | #N/A | #N/A | #N/A | #N/A | #N/A | #N/A | #N/A | #N/A | #N/A | #N/A | #N/A | #N/A | #N/A | #N/A | #N/A | 0 | 0 | 0 | 0 | 0 | 0 | 0 | 0 | 0 | 0 | 3 | 3 | 3 | 3 | 3 | 1.86 | 1.86 | 1.86 | 1.86 | 1.86
Moore County Public Utilities-High Falls | 0.011042 | #N/A | 0 |  | 28 | 0.0008 | 0.0001 | 0 | 0.0009 | 0.0092 | 4.1667e-05 | 28.5714 | #N/A | #N/A | #N/A | #N/A | #N/A | Moore | #N/A | #N/A | #N/A | #N/A | #N/A | #N/A | #N/A | #N/A | #N/A | #N/A | #N/A | #N/A | #N/A | #N/A | #N/A | #N/A | #N/A | #N/A | #N/A | #N/A | #N/A | #N/A | #N/A | #N/A | #N/A | #N/A | #N/A | #N/A | #N/A | #N/A | 0 | 0 | 0 | 0 | 0 | 0 | 0 | 0 | 0 | 0 | 0.025 | 0.025 | 0.025 | 0.025 | 0.025 | 0 | 0 | 0 | 0 | 0
Sampson County WD II - Plainview | 0.16228 | #N/A | 0 |  | 3008 | 0.1405 | 0 | 0 | 0.0033 | 0.01 | 0.0084833 | 46.7088 | #N/A | #N/A | #N/A | #N/A | #N/A | Sampson | #N/A | #N/A | #N/A | #N/A | #N/A | #N/A | #N/A | #N/A | #N/A | #N/A | #N/A | #N/A | #N/A | #N/A | #N/A | #N/A | #N/A | #N/A | #N/A | #N/A | #N/A | #N/A | #N/A | #N/A | #N/A | #N/A | #N/A | #N/A | #N/A | #N/A | 0 | 0 | 0 | 0 | 0 | 0 | 0 | 0 | 0 | 0 | 0.6 | 0.6 | 0.6 | 0.6 | 0.6 | 0 | 0 | 0 | 0 | 0
Scotland County Water (Barnes Bridge) | ERROR | #N/A | 0 |  | #N/A | 0 | 0 | 0 | 0 | 0 | #VALUE! | ERROR | #N/A | #N/A | #N/A | #N/A | #N/A | Scotland | #N/A | #N/A | #N/A | #N/A | #N/A | #N/A | #N/A | #N/A | #N/A | #N/A | #N/A | #N/A | #N/A | #N/A | #N/A | #N/A | #N/A | #N/A | #N/A | #N/A | #N/A | #N/A | #N/A | #N/A | #N/A | #N/A | #N/A | #N/A | #N/A | #N/A | 0 | 0 | 0 | 0 | 0 | 0 | 0 | 0 | 0 | 0 | 0 | 0 | 0 | 0 | 0 | 0 | 0 | 0 | 0 | 0
Scotland County Water (Malloy Rd) | ERROR | #N/A | 0 |  | #N/A | 0 | 0 | 0 | 0 | 0 | #VALUE! | ERROR | #N/A | #N/A | #N/A | #N/A | #N/A | Scotland | #N/A | #N/A | #N/A | #N/A | #N/A | #N/A | #N/A | #N/A | #N/A | #N/A | #N/A | #N/A | #N/A | #N/A | #N/A | #N/A | #N/A | #N/A | #N/A | #N/A | #N/A | #N/A | #N/A | #N/A | #N/A | #N/A | #N/A | #N/A | #N/A | #N/A | 0 | 0 | 0 | 0 | 0 | 0 | 0 | 0 | 0 | 0 | 0 | 0 | 0 | 0 | 0 | 0 | 0 | 0 | 0 | 0
Scotland County Water (Gillis Hill) | ERROR | #N/A | 0 |  | #N/A | 0 | 0 | 0 | 0 | 0 | #VALUE! | ERROR | #N/A | #N/A | #N/A | #N/A | #N/A | Scotland | #N/A | #N/A | #N/A | #N/A | #N/A | #N/A | #N/A | #N/A | #N/A | #N/A | #N/A | #N/A | #N/A | #N/A | #N/A | #N/A | #N/A | #N/A | #N/A | #N/A | #N/A | #N/A | #N/A | #N/A | #N/A | #N/A | #N/A | #N/A | #N/A | #N/A | 0 | 0 | 0 | 0 | 0 | 0 | 0 | 0 | 0 | 0 | 0 | 0 | 0 | 0 | 0 | 0 | 0 | 0 | 0 | 0
Scotland County Water (North) | ERROR | #N/A | 0 |  | #N/A | 0 | 0 | 0 | 0 | 0 | #VALUE! | ERROR | #N/A | #N/A | #N/A | #N/A | #N/A | Scotland | #N/A | #N/A | #N/A | #N/A | #N/A | #N/A | #N/A | #N/A | #N/A | #N/A | #N/A | #N/A | #N/A | #N/A | #N/A | #N/A | #N/A | #N/A | #N/A | #N/A | #N/A | #N/A | #N/A | #N/A | #N/A | #N/A | #N/A | #N/A | #N/A | #N/A | 0 | 0 | 0 | 0 | 0 | 0 | 0 | 0 | 0 | 0 | 0 | 0 | 0 | 0 | 0 | 0 | 0 | 0 | 0 | 0
Scotland County Water (South) | ERROR | #N/A | 0 |  | #N/A | 0 | 0 | 0 | 0 | 0 | #VALUE! | ERROR | #N/A | #N/A | #N/A | #N/A | #N/A | Scotland | #N/A | #N/A | #N/A | #N/A | #N/A | #N/A | #N/A | #N/A | #N/A | #N/A | #N/A | #N/A | #N/A | #N/A | #N/A | #N/A | #N/A | #N/A | #N/A | #N/A | #N/A | #N/A | #N/A | #N/A | #N/A | #N/A | #N/A | #N/A | #N/A | #N/A | 0 | 0 | 0 | 0 | 0 | 0 | 0 | 0 | 0 | 0 | 0 | 0 | 0 | 0 | 0 | 0 | 0 | 0 | 0 | 0
South Mills Purchase | ERROR | #N/A | 0 |  | #N/A | 0 | 0 | 0 | 0 | 0 | #VALUE! | ERROR | #N/A | #N/A | #N/A | #N/A | #N/A | Camden | #N/A | #N/A | #N/A | #N/A | #N/A | #N/A | #N/A | #N/A | #N/A | #N/A | #N/A | #N/A | #N/A | #N/A | #N/A | #N/A | #N/A | #N/A | #N/A | #N/A | #N/A | #N/A | #N/A | #N/A | #N/A | #N/A | #N/A | #N/A | #N/A | #N/A | 0 | 0 | 0 | 0 | 0 | 0 | 0 | 0 | 0 | 0 | 0 | 0 | 0 | 0 | 0 | 0 | 0 | 0 | 0 | 0
Southern Outer Banks Water | 1.747 | #N/A | 0.151 |  | 625 | 0.7742 | 0.092 | 0 | 0 | 0.594 | 0.1358 | 1238.72 | #N/A | #N/A | #N/A | #N/A | #N/A | Currituck | #N/A | #N/A | #N/A | #N/A | #N/A | #N/A | #N/A | #N/A | #N/A | #N/A | #N/A | #N/A | #N/A | #N/A | #N/A | #N/A | #N/A | #N/A | #N/A | #N/A | #N/A | #N/A | #N/A | #N/A | #N/A | #N/A | #N/A | #N/A | #N/A | #N/A | 0.324 | 0.324 | 0.324 | 0.324 | 0.324 | 0 | 0 | 0 | 0 | 0 | 0 | 0 | 0 | 0 | 0 | 0.151 | 0.151 | 0.151 | 0.151 | 0.151
Stumpy Point WSD | 0.02165 | #N/A | 0 |  | 110 | 0.0107 | 0.0008 | 0.0008 | 0 | 0.0079 | 0.00145 | 97.2727 | #N/A | #N/A | #N/A | #N/A | #N/A | Dare | #N/A | #N/A | #N/A | #N/A | #N/A | #N/A | #N/A | #N/A | #N/A | #N/A | #N/A | #N/A | #N/A | #N/A | #N/A | #N/A | #N/A | #N/A | #N/A | #N/A | #N/A | #N/A | #N/A | #N/A | #N/A | #N/A | #N/A | #N/A | #N/A | #N/A | 0 | 0 | 0 | 0 | 0 | 0 | 0 | 0 | 0 | 0 | 0 | 0 | 0 | 0 | 0 | 0 | 0 | 0 | 0 | 0
Neuse Regional Water and Sewer Authority | 7.7764 | #N/A | 7.0366 |  | 93250 | 0 | 0 | 0 | 0 | 0.297 | 0.44279 | 0 | #N/A | #N/A | #N/A | #N/A | #N/A | Lenoir | #N/A | #N/A | #N/A | #N/A | #N/A | #N/A | #N/A | #N/A | #N/A | #N/A | #N/A | #N/A | #N/A | #N/A | #N/A | #N/A | #N/A | #N/A | #N/A | #N/A | #N/A | #N/A | #N/A | #N/A | #N/A | #N/A | #N/A | #N/A | #N/A | #N/A | 0 | 0 | 0 | 0 | 0 | 0 | 0 | 0 | 0 | 0 | 0 | 0 | 0 | 0 | 0 | 6.317 | 6.317 | 6.317 | 6.317 | 6.317
Martin County WD I | 0.14944 | #N/A | 0.0044301 |  | 2040 | 0.08 | 0.007 | 0 | 0.0011 | 0.02 | 0.036912 | 39.2157 | #N/A | #N/A | #N/A | #N/A | #N/A | Martin | #N/A | #N/A | #N/A | #N/A | #N/A | #N/A | #N/A | #N/A | #N/A | #N/A | #N/A | #N/A | #N/A | #N/A | #N/A | #N/A | #N/A | #N/A | #N/A | #N/A | #N/A | #N/A | #N/A | #N/A | #N/A | #N/A | #N/A | #N/A | #N/A | #N/A | 0 | 0 | 0 | 0 | 0 | 0 | 0 | 0 | 0 | 0 | 0.1415 | 0.1415 | 0.1415 | 0.1415 | 0 | 0 | 0 | 0 | 0 | 0
Martin County WD II | 0.13212 | #N/A | 0 |  | 2458 | 0.0936 | 0.0025 | 0 | 0.0054 | 0.025 | 0.005625 | 38.0797 | #N/A | #N/A | #N/A | #N/A | #N/A | Martin | #N/A | #N/A | #N/A | #N/A | #N/A | #N/A | #N/A | #N/A | #N/A | #N/A | #N/A | #N/A | #N/A | #N/A | #N/A | #N/A | #N/A | #N/A | #N/A | #N/A | #N/A | #N/A | #N/A | #N/A | #N/A | #N/A | #N/A | #N/A | #N/A | #N/A | 0 | 0 | 0 | 0 | 0 | 0 | 0 | 0 | 0 | 0 | 0.1503 | 0.1503 | 0.1503 | 0.1503 | 0 | 0 | 0 | 0 | 0 | 0
Martin County Regional WASA | 0.89413 | #N/A | 0.6512 |  | 0 | 0 | 0 | 0 | 0 | 0.238 | 0.0049333 | ERROR | #N/A | #N/A | #N/A | #N/A | #N/A | Martin | #N/A | #N/A | #N/A | #N/A | #N/A | #N/A | #N/A | #N/A | #N/A | #N/A | #N/A | #N/A | #N/A | #N/A | #N/A | #N/A | #N/A | #N/A | #N/A | #N/A | #N/A | #N/A | #N/A | #N/A | #N/A | #N/A | #N/A | #N/A | #N/A | #N/A | 0 | 0 | 0 | 0 | 0 | 0 | 0 | 0 | 0 | 0 | 0 | 0 | 0 | 0 | 0 | 0.802 | 0.802 | 0.802 | 0.802 | 0.802
Martin County Regional WASA Well | 0.16078 | #N/A | 0.13611 |  | 0 | 0 | 0 | 0 | 0 | 0.0231 | 0.0015737 | ERROR | #N/A | #N/A | #N/A | #N/A | #N/A | Martin | #N/A | #N/A | #N/A | #N/A | #N/A | #N/A | #N/A | #N/A | #N/A | #N/A | #N/A | #N/A | #N/A | #N/A | #N/A | #N/A | #N/A | #N/A | #N/A | #N/A | #N/A | #N/A | #N/A | #N/A | #N/A | #N/A | #N/A | #N/A | #N/A | #N/A | 0 | 0 | 0 | 0 | 0 | 0 | 0 | 0 | 0 | 0 | 0 | 0 | 0 | 0 | 0 | 0.138 | 0.138 | 0.138 | 0.138 | 0.138
Pasquotank County - RO | 1.2994 | #N/A | 0.2615 |  | 8292 | 0.3439 | 0.099 | 0 | 0.1154 | 0.3945 | 0.085075 | 41.4737 | #N/A | #N/A | #N/A | #N/A | #N/A | Pasquotank | #N/A | #N/A | #N/A | #N/A | #N/A | #N/A | #N/A | #N/A | #N/A | #N/A | #N/A | #N/A | #N/A | #N/A | #N/A | #N/A | #N/A | #N/A | #N/A | #N/A | #N/A | #N/A | #N/A | #N/A | #N/A | #N/A | #N/A | #N/A | #N/A | #N/A | 0 | 0 | 0 | 0 | 0 | 0 | 0 | 0 | 0 | 0 | 0 | 0 | 0 | 0 | 0 | 0.2635 | 0.2635 | 0.2635 | 0.2635 | 0.2635
Wayne Water District Purchase | 0.98611 | #N/A | 0 |  | 15152 | 0.7305 | 0.1822 | 0 | 0 | 0.0274 | 0.046008 | 48.2115 | #N/A | #N/A | #N/A | #N/A | #N/A | Wayne | #N/A | #N/A | #N/A | #N/A | #N/A | #N/A | #N/A | #N/A | #N/A | #N/A | #N/A | #N/A | #N/A | #N/A | #N/A | #N/A | #N/A | #N/A | #N/A | #N/A | #N/A | #N/A | #N/A | #N/A | #N/A | #N/A | #N/A | #N/A | #N/A | #N/A | 0 | 0 | 0 | 0 | 0 | 0 | 0 | 0 | 0 | 0 | 3.3057 | 3.3057 | 3.3057 | 3.3057 | 3.3057 | 0 | 0 | 0 | 0 | 0
Fork Township SD Purchase System | 0.25742 | #N/A | 0 |  | 3073 | 0.1451 | 0.0252 | 0 | 0 | 0.05 | 0.037117 | 47.2177 | #N/A | #N/A | #N/A | #N/A | #N/A | Wayne | #N/A | #N/A | #N/A | #N/A | #N/A | #N/A | #N/A | #N/A | #N/A | #N/A | #N/A | #N/A | #N/A | #N/A | #N/A | #N/A | #N/A | #N/A | #N/A | #N/A | #N/A | #N/A | #N/A | #N/A | #N/A | #N/A | #N/A | #N/A | #N/A | #N/A | 0 | 0.2 | 0.2 | 0.2 | 0.2 | 0 | 0 | 0 | 0 | 0 | 0.3 | 0.3 | 0.3 | 0.3 | 0.3 | 0 | 0 | 0 | 0 | 0
Columbus Co WSD II | 0.71358 | #N/A | 0 |  | 7663 | 0.2055 | 0.0087 | 0.0147 | 0.0057 | 0.001 | 0.47798 | 26.8172 | #N/A | #N/A | #N/A | #N/A | #N/A | Columbus | #N/A | #N/A | #N/A | #N/A | #N/A | #N/A | #N/A | #N/A | #N/A | #N/A | #N/A | #N/A | #N/A | #N/A | #N/A | #N/A | #N/A | #N/A | #N/A | #N/A | #N/A | #N/A | #N/A | #N/A | #N/A | #N/A | #N/A | #N/A | #N/A | #N/A | 0 | 0 | 0 | 0 | 0 | 0 | 0 | 0 | 0 | 0 | 0 | 0 | 0 | 0 | 0 | 0 | 0 | 0 | 0 | 0
Columbus Co WSD III | 0.17335 | #N/A | 0 |  | 2615 | 0.1352 | 0.0053 | 0 | 0.0026 | 0.001 | 0.02925 | 51.7017 | #N/A | #N/A | #N/A | #N/A | #N/A | Columbus | #N/A | #N/A | #N/A | #N/A | #N/A | #N/A | #N/A | #N/A | #N/A | #N/A | #N/A | #N/A | #N/A | #N/A | #N/A | #N/A | #N/A | #N/A | #N/A | #N/A | #N/A | #N/A | #N/A | #N/A | #N/A | #N/A | #N/A | #N/A | #N/A | #N/A | 0 | 0 | 0 | 0 | 0 | 0 | 0 | 0 | 0 | 0 | 0 | 0 | 0 | 0 | 0 | 0 | 0 | 0 | 0 | 0
Columbus Co WSD IV | 0.2568 | #N/A | 0.058113 |  | 2598 | 0.1038 | 0.0063 | 0.028 | 0.0028 | 0.004 | 0.053787 | 39.9538 | #N/A | #N/A | #N/A | #N/A | #N/A | Columbus | #N/A | #N/A | #N/A | #N/A | #N/A | #N/A | #N/A | #N/A | #N/A | #N/A | #N/A | #N/A | #N/A | #N/A | #N/A | #N/A | #N/A | #N/A | #N/A | #N/A | #N/A | #N/A | #N/A | #N/A | #N/A | #N/A | #N/A | #N/A | #N/A | #N/A | 0 | 0 | 0 | 0 | 0 | 0 | 0 | 0 | 0 | 0 | 0 | 0 | 0 | 0 | 0 | 0 | 0 | 0 | 0 | 0
Sandyfield | 0.017475 | #N/A | 0 |  | 414 | 0.0187 | 0 | 0 | 0 | 0 | -0.001225 | 45.1691 | #N/A | #N/A | #N/A | #N/A | #N/A | Columbus | #N/A | #N/A | #N/A | #N/A | #N/A | #N/A | #N/A | #N/A | #N/A | #N/A | #N/A | #N/A | #N/A | #N/A | #N/A | #N/A | #N/A | #N/A | #N/A | #N/A | #N/A | #N/A | #N/A | #N/A | #N/A | #N/A | #N/A | #N/A | #N/A | #N/A | 0 | 0 | 0 | 0 | 0 | 0 | 0 | 0 | 0 | 0 | 0.03 | 0.03 | 0.03 | 0.03 | 0.03 | 0 | 0 | 0 | 0 | 0
Pender County Utilities | 1.3774 | #N/A | 0 |  | 24236 | 0.975 | 0.172 | 0 | 0.028 | 0.048 | 0.15442 | 40.2294 | #N/A | #N/A | #N/A | #N/A | #N/A | Pender | #N/A | #N/A | #N/A | #N/A | #N/A | #N/A | #N/A | #N/A | #N/A | #N/A | #N/A | #N/A | #N/A | #N/A | #N/A | #N/A | #N/A | #N/A | #N/A | #N/A | #N/A | #N/A | #N/A | #N/A | #N/A | #N/A | #N/A | #N/A | #N/A | #N/A | 1.62 | 1.62 | 1.62 | 1.62 | 1.62 | 0 | 0.5 | 1.5 | 1.2 | 1.2 | 0.1 | 0.1 | 0.1 | 0.1 | 0.1 | 0 | 0 | 0 | 0 | 0
#REF! | #REF! | #REF! | #REF! |  | #REF! | #REF! | #REF! | #REF! | #REF! | #REF! | #REF! | #REF! | #REF! | #REF! | #REF! | #REF! | #REF! | #REF! | #REF! | #REF! | #REF! | #REF! | #REF! | #REF! | #REF! | #REF! | #REF! | #REF! | #REF! | #REF! | #REF! | #REF! | #REF! | #REF! | #REF! | #REF! | #REF! | #REF! | #REF! | #REF! | #REF! | #REF! | #REF! | #REF! | #REF! | #REF! | #REF! | #REF! | #REF! | #REF! | #REF! | #REF! | #REF! | #REF! | #REF! | #REF! | #REF! | #REF! | #REF! | #REF! | #REF! | #REF! | #REF! | #REF! | #REF! | #REF! | #REF! | #REF!
#REF! | #REF! | #REF! | #REF! |  | #REF! | #REF! | #REF! | #REF! | #REF! | #REF! | #REF! | #REF! | #REF! | #REF! | #REF! | #REF! | #REF! | #REF! | #REF! | #REF! | #REF! | #REF! | #REF! | #REF! | #REF! | #REF! | #REF! | #REF! | #REF! | #REF! | #REF! | #REF! | #REF! | #REF! | #REF! | #REF! | #REF! | #REF! | #REF! | #REF! | #REF! | #REF! | #REF! | #REF! | #REF! | #REF! | #REF! | #REF! | #REF! | #REF! | #REF! | #REF! | #REF! | #REF! | #REF! | #REF! | #REF! | #REF! | #REF! | #REF! | #REF! | #REF! | #REF! | #REF! | #REF! | #REF! | #REF! | #REF!
#REF! | #REF! | #REF! | #REF! |  | #REF! | #REF! | #REF! | #REF! | #REF! | #REF! | #REF! | #REF! | #REF! | #REF! | #REF! | #REF! | #REF! | #REF! | #REF! | #REF! | #REF! | #REF! | #REF! | #REF! | #REF! | #REF! | #REF! | #REF! | #REF! | #REF! | #REF! | #REF! | #REF! | #REF! | #REF! | #REF! | #REF! | #REF! | #REF! | #REF! | #REF! | #REF! | #REF! | #REF! | #REF! | #REF! | #REF! | #REF! | #REF! | #REF! | #REF! | #REF! | #REF! | #REF! | #REF! | #REF! | #REF! | #REF! | #REF! | #REF! | #REF! | #REF! | #REF! | #REF! | #REF! | #REF! | #REF! | #REF!
#REF! | #REF! | #REF! | #REF! |  | #REF! | #REF! | #REF! | #REF! | #REF! | #REF! | #REF! | #REF! | #REF! | #REF! | #REF! | #REF! | #REF! | #REF! | #REF! | #REF! | #REF! | #REF! | #REF! | #REF! | #REF! | #REF! | #REF! | #REF! | #REF! | #REF! | #REF! | #REF! | #REF! | #REF! | #REF! | #REF! | #REF! | #REF! | #REF! | #REF! | #REF! | #REF! | #REF! | #REF! | #REF! | #REF! | #REF! | #REF! | #REF! | #REF! | #REF! | #REF! | #REF! | #REF! | #REF! | #REF! | #REF! | #REF! | #REF! | #REF! | #REF! | #REF! | #REF! | #REF! | #REF! | #REF! | #REF! | #REF!
#REF! | #REF! | #REF! | #REF! |  | #REF! | #REF! | #REF! | #REF! | #REF! | #REF! | #REF! | #REF! | #REF! | #REF! | #REF! | #REF! | #REF! | #REF! | #REF! | #REF! | #REF! | #REF! | #REF! | #REF! | #REF! | #REF! | #REF! | #REF! | #REF! | #REF! | #REF! | #REF! | #REF! | #REF! | #REF! | #REF! | #REF! | #REF! | #REF! | #REF! | #REF! | #REF! | #REF! | #REF! | #REF! | #REF! | #REF! | #REF! | #REF! | #REF! | #REF! | #REF! | #REF! | #REF! | #REF! | #REF! | #REF! | #REF! | #REF! | #REF! | #REF! | #REF! | #REF! | #REF! | #REF! | #REF! | #REF! | #REF!
#REF! | #REF! | #REF! | #REF! |  | #REF! | #REF! | #REF! | #REF! | #REF! | #REF! | #REF! | #REF! | #REF! | #REF! | #REF! | #REF! | #REF! | #REF! | #REF! | #REF! | #REF! | #REF! | #REF! | #REF! | #REF! | #REF! | #REF! | #REF! | #REF! | #REF! | #REF! | #REF! | #REF! | #REF! | #REF! | #REF! | #REF! | #REF! | #REF! | #REF! | #REF! | #REF! | #REF! | #REF! | #REF! | #REF! | #REF! | #REF! | #REF! | #REF! | #REF! | #REF! | #REF! | #REF! | #REF! | #REF! | #REF! | #REF! | #REF! | #REF! | #REF! | #REF! | #REF! | #REF! | #REF! | #REF! | #REF! | #REF!
#REF! | #REF! | #REF! | #REF! |  | #REF! | #REF! | #REF! | #REF! | #REF! | #REF! | #REF! | #REF! | #REF! | #REF! | #REF! | #REF! | #REF! | #REF! | #REF! | #REF! | #REF! | #REF! | #REF! | #REF! | #REF! | #REF! | #REF! | #REF! | #REF! | #REF! | #REF! | #REF! | #REF! | #REF! | #REF! | #REF! | #REF! | #REF! | #REF! | #REF! | #REF! | #REF! | #REF! | #REF! | #REF! | #REF! | #REF! | #REF! | #REF! | #REF! | #REF! | #REF! | #REF! | #REF! | #REF! | #REF! | #REF! | #REF! | #REF! | #REF! | #REF! | #REF! | #REF! | #REF! | #REF! | #REF! | #REF! | #REF!
#REF! | #REF! | #REF! | #REF! |  | #REF! | #REF! | #REF! | #REF! | #REF! | #REF! | #REF! | #REF! | #REF! | #REF! | #REF! | #REF! | #REF! | #REF! | #REF! | #REF! | #REF! | #REF! | #REF! | #REF! | #REF! | #REF! | #REF! | #REF! | #REF! | #REF! | #REF! | #REF! | #REF! | #REF! | #REF! | #REF! | #REF! | #REF! | #REF! | #REF! | #REF! | #REF! | #REF! | #REF! | #REF! | #REF! | #REF! | #REF! | #REF! | #REF! | #REF! | #REF! | #REF! | #REF! | #REF! | #REF! | #REF! | #REF! | #REF! | #REF! | #REF! | #REF! | #REF! | #REF! | #REF! | #REF! | #REF! | #REF!
#REF! | #REF! | #REF! | #REF! |  | #REF! | #REF! | #REF! | #REF! | #REF! | #REF! | #REF! | #REF! | #REF! | #REF! | #REF! | #REF! | #REF! | #REF! | #REF! | #REF! | #REF! | #REF! | #REF! | #REF! | #REF! | #REF! | #REF! | #REF! | #REF! | #REF! | #REF! | #REF! | #REF! | #REF! | #REF! | #REF! | #REF! | #REF! | #REF! | #REF! | #REF! | #REF! | #REF! | #REF! | #REF! | #REF! | #REF! | #REF! | #REF! | #REF! | #REF! | #REF! | #REF! | #REF! | #REF! | #REF! | #REF! | #REF! | #REF! | #REF! | #REF! | #REF! | #REF! | #REF! | #REF! | #REF! | #REF! | #REF!
#REF! | #REF! | #REF! | #REF! |  | #REF! | #REF! | #REF! | #REF! | #REF! | #REF! | #REF! | #REF! | #REF! | #REF! | #REF! | #REF! | #REF! | #REF! | #REF! | #REF! | #REF! | #REF! | #REF! | #REF! | #REF! | #REF! | #REF! | #REF! | #REF! | #REF! | #REF! | #REF! | #REF! | #REF! | #REF! | #REF! | #REF! | #REF! | #REF! | #REF! | #REF! | #REF! | #REF! | #REF! | #REF! | #REF! | #REF! | #REF! | #REF! | #REF! | #REF! | #REF! | #REF! | #REF! | #REF! | #REF! | #REF! | #REF! | #REF! | #REF! | #REF! | #REF! | #REF! | #REF! | #REF! | #REF! | #REF! | #REF!
#REF! | #REF! | #REF! | #REF! |  | #REF! | #REF! | #REF! | #REF! | #REF! | #REF! | #REF! | #REF! | #REF! | #REF! | #REF! | #REF! | #REF! | #REF! | #REF! | #REF! | #REF! | #REF! | #REF! | #REF! | #REF! | #REF! | #REF! | #REF! | #REF! | #REF! | #REF! | #REF! | #REF! | #REF! | #REF! | #REF! | #REF! | #REF! | #REF! | #REF! | #REF! | #REF! | #REF! | #REF! | #REF! | #REF! | #REF! | #REF! | #REF! | #REF! | #REF! | #REF! | #REF! | #REF! | #REF! | #REF! | #REF! | #REF! | #REF! | #REF! | #REF! | #REF! | #REF! | #REF! | #REF! | #REF! | #REF! | #REF!
#REF! | #REF! | #REF! | #REF! |  | #REF! | #REF! | #REF! | #REF! | #REF! | #REF! | #REF! | #REF! | #REF! | #REF! | #REF! | #REF! | #REF! | #REF! | #REF! | #REF! | #REF! | #REF! | #REF! | #REF! | #REF! | #REF! | #REF! | #REF! | #REF! | #REF! | #REF! | #REF! | #REF! | #REF! | #REF! | #REF! | #REF! | #REF! | #REF! | #REF! | #REF! | #REF! | #REF! | #REF! | #REF! | #REF! | #REF! | #REF! | #REF! | #REF! | #REF! | #REF! | #REF! | #REF! | #REF! | #REF! | #REF! | #REF! | #REF! | #REF! | #REF! | #REF! | #REF! | #REF! | #REF! | #REF! | #REF! | #REF!
#REF! | #REF! | #REF! | #REF! |  | #REF! | #REF! | #REF! | #REF! | #REF! | #REF! | #REF! | #REF! | #REF! | #REF! | #REF! | #REF! | #REF! | #REF! | #REF! | #REF! | #REF! | #REF! | #REF! | #REF! | #REF! | #REF! | #REF! | #REF! | #REF! | #REF! | #REF! | #REF! | #REF! | #REF! | #REF! | #REF! | #REF! | #REF! | #REF! | #REF! | #REF! | #REF! | #REF! | #REF! | #REF! | #REF! | #REF! | #REF! | #REF! | #REF! | #REF! | #REF! | #REF! | #REF! | #REF! | #REF! | #REF! | #REF! | #REF! | #REF! | #REF! | #REF! | #REF! | #REF! | #REF! | #REF! | #REF! | #REF!

## Data Update Link (hidden)
https://ws.ncwater.org/v2/WUDC/LWSP/Data/p/2015/format=csv
where “YYYY” should be replaced with the 4-digit year.

## Master Data Set 2020 (hidden)
Projection Period Begin Yr (e.g. 2020, 2030, etc) = | 2030 | Historical End Year (i.e. reporting year) = | 2020 | Historical Begin Year = | 2015 | [5 empty] | flag neg. in red
Name | Water Withdrawn/Purchased | Available Supply | Water Sold | Pop - Begin Year | Pop - End Year | Demand-Res | Demand-Comm | Demand-Ind | Demand-Inst | Demand-Sys Proc | Demand-UAFW | GPCD-Res | Population2030 | Population2040 | Population2050 | Population2060 | Population2070 | County | Residential2030 | Residential2040 | Residential2050 | Residential2060 | Residential2070 | Commercial2030 | Commercial2040 | Commercial2050 | Commercial2060 | Commercial2070 | Industrial2030 | Industrial2040 | Industrial2050 | Industrial2060 | Industrial2070 | Institutional2030 | Institutional2040 | Institutional2050 | Institutional2060 | Institutional2070 | System Process2030 | System Process2040 | System Process2050 | System Process2060 | System Process2070 | UAFW2030 | UAFW2040 | UAFW2050 | UAFW2060 | UAFW2070 | 2030Future Supplies | 2040Future Supplies | 2050Future Supplies | 2060Future Supplies | 2070Future Supplies | 2030Projected Sales | 2040Projected Sales | 2050Projected Sales | 2060Projected Sales | 2070Projected Sales | 2030Contract Purchase | 2040Contract Purchase | 2050Contract Purchase | 2060Contract Purchase | 2070Contract Purchase | 2030Contract Sales | 2040Contract Sales | 2050Contract Sales | 2060Contract Sales | 2070Contract Sales
Aberdeen | 1.2856 | 2.0126 | 0.35638 |  | 7988 | 0.5034 | 0.1788 | 0.0498 | 0.0566 | 0.01 | 0.13061 | 63.0195 | 9455 | 11191 | 13024 | 15158 | 17641 | Moore | 0.5958 | 0.7051 | 0.8206 | 0.955 | 1.1114 | 0.2116 | 0.2504 | 0.2915 | 0.3392 | 0.3948 | 0.0498 | 0.0498 | 0.0498 | 0.0498 | 0.0498 | 0.056 | 0.0663 | 0.0771 | 0.0897 | 0.104 | 0.011 | 0.012 | 0.013 | 0.014 | 0.015 | 0.155 | 0.1798 | 0.2086 | 0.2419 | 0.2806 | 0.05 | 0.05 | 0.05 | 0.05 | 0.05 | 0 | 0 | 0 | 0 | 0 | 0 | 0 | 0 | 0 | 0 | 0.3785 | 0.3785 | 0.3785 | 0.3785 | 0.3785
Ahoskie | 0.69423 | 3.658 | 0 |  | 5479 | 0.2797 | 0.2208 | 0.0457 | 0.042 | 0.018 | 0.088025 | 51.0495 | 5700 | 5830 | 5900 | 5998 | 6100 | Hertford | 0.245 | 0.248 | 0.255 | 0.261 | 0.266 | 0.293 | 0.297 | 0.305 | 0.308 | 0.314 | 0.023 | 0.03 | 0.04 | 0.05 | 0.06 | 0.041 | 0.042 | 0.043 | 0.047 | 0.048 | 0.03 | 0.03 | 0.03 | 0.03 | 0.03 | 0.1121 | 0.1147 | 0.1193 | 0.1234 | 0.127 | 0 | 0 | 0 | 0 | 0 | 0 | 0 | 0 | 0 | 0 | 0 | 0 | 0 | 0 | 0 | 0 | 0 | 0 | 0 | 0
Alamance | 0.059775 | 0.5 | 0 |  | 1100 | 0.0502 | 0.0011 | 0.0013 | 0.0023 | 0.002 | 0.002875 | 45.6364 | 1200 | 1320 | 1450 | 1600 | 1750 | Alamance | 0.068 | 0.075 | 0.083 | 0.091 | 0.099 | 0.004 | 0.004 | 0.004 | 0.005 | 0.005 | 0.003 | 0.003 | 0.004 | 0.004 | 0.005 | 0.005 | 0.006 | 0.006 | 0.006 | 0.007 | 0.002 | 0.002 | 0.002 | 0.002 | 0.002 | 0.0113 | 0.0124 | 0.0138 | 0.0149 | 0.016 | 0 | 0 | 0 | 0 | 0 | 0 | 0 | 0 | 0 | 0 | 0.5 | 0.5 | 0.5 | 0.5 | 0.5 | 0 | 0 | 0 | 0 | 0
Albemarle | 8.58 | 18 | 4.478 |  | 16538 | 0.84 | 2.24 | 0.27 | 0 | 0.041 | 0.711 | 50.7921 | 16600 | 17100 | 17700 | 18300 | 18900 | Stanly | 0.67 | 0.72 | 0.74 | 0.77 | 0.8 | 0.25 | 0.3 | 0.35 | 0.45 | 0.5 | 1.5 | 1.6 | 1.7 | 1.8 | 1.9 | 0 | 0 | 0 | 0 | 0 | 1.2 | 1.4 | 1.5 | 1.7 | 1.9 | 0.18 | 0.19 | 0.2 | 0.22 | 0.24 | 0 | 0 | 0 | 0 | 0 | 0 | 4.2 | 4.2 | 4.2 | 4.2 | 0 | 0 | 0 | 0 | 0 | 8.75 | 8.75 | 8.75 | 8.75 | 8.75
Alexander County WD | 0.85059 | 2 | 0.0012 |  | 12960 | 0.6383 | 0.2122 | 0 | 0 | 0.0128 | -0.013908 | 49.2515 | 13349 | 13749 | 14162 | 14587 | 15024 | Alexander | 0.6574 | 0.6771 | 0.6975 | 0.7184 | 0.7399 | 0.2185 | 0.2251 | 0.2318 | 0.2388 | 0.246 | 0 | 0 | 0 | 0 | 0 | 0 | 0 | 0 | 0 | 0 | 0.0131 | 0.0135 | 0.0139 | 0.0144 | 0.0148 | 0.0585 | 0.0602 | 0.0621 | 0.0639 | 0.0658 | 0 | 0 | 0 | 0 | 0 | 0 | 0 | 0 | 0 | 0 | 2 | 2 | 2 | 2 | 2 | 0.0012 | 0.0012 | 0.0012 | 0.0012 | 0.0012
Andrews | 0.66745 | 1.6 | 0 |  | 3362 | 0.1785 | 0.1636 | 0.0389 | 0.0159 | 0.06 | 0.21055 | 53.0934 | 3386 | 3876 | 4147 | 4438 | 4780 | Cherokee | 0.185 | 0.1951 | 0.2015 | 0.204 | 0.215 | 0.1675 | 0.173 | 0.179 | 0.1902 | 0.251 | 0.0405 | 0.042 | 0.0441 | 0.055 | 0.06 | 0.018 | 0.021 | 0.025 | 0.028 | 0.031 | 0.065 | 0.0675 | 0.07 | 0.075 | 0.08 | 0.08 | 0.085 | 0.09 | 0.095 | 0.1 | 0 | 0 | 0 | 0 | 0 | 0 | 0 | 0 | 0 | 0 | 0 | 0 | 0 | 0 | 0 | 0 | 0 | 0 | 0 | 0
Angier | 0.48925 | 2.02 | 0 |  | 6603 | 0.325 | 0.048 | 0.006 | 0.016 | 0.016 | 0.07825 | 49.2201 | 10000 | 14000 | 18000 | 22000 | 26000 | Harnett | 0.487 | 0.731 | 0.974 | 1.2 | 1.34 | 0.085 | 0.1 | 0.125 | 0.15 | 0.175 | 0.01 | 0.013 | 0.016 | 0.019 | 0.022 | 0.017 | 0.021 | 0.024 | 0.028 | 0.032 | 0.02 | 0.025 | 0.03 | 0.035 | 0.04 | 0.114 | 0.1639 | 0.2153 | 0.2638 | 0.2964 | 0 | 0 | 0 | 0 | 0 | 0 | 0 | 0 | 0 | 0 | 2.02 | 2.02 | 2.02 | 2.02 | 2.02 | 0 | 0 | 0 | 0 | 0
Anson Co | ERROR | 16 | 0 |  | 0 | 0 | 0 | 0 | 0 | 0 | #VALUE! | ERROR | 0 | 0 | 0 | 0 | 0 | Anson | 0 | 0 | 0 | 0 | 0 | 0 | 0 | 0 | 0 | 0 | 0 | 0 | 0 | 0 | 0 | 0 | 0 | 0 | 0 | 0 | 0 | 0 | 0 | 0 | 0 | 0 | 0 | 0 | 0 | 0 | 0 | 0 | 0 | 0 | 0 | 0 | 0 | 0 | 0 | 0 | 0 | 0 | 0 | 0 | 0 | 8.86 | 8.86 | 8.86 | 8.86 | 8.86
Ansonville | 0.1715 | 0.3 | 0 |  | 1200 | 0.096 | 0.029 | 0 | 0 | 0.01 | 0.0365 | 80 | 1162 | 1202 | 1242 | 1282 | 1322 | Anson | 0.075 | 0.077 | 0.079 | 0.081 | 0.083 | 0.036 | 0.038 | 0.04 | 0.042 | 0.044 | 0 | 0 | 0 | 0 | 0 | 0 | 0 | 0 | 0 | 0 | 0.009 | 0.009 | 0.009 | 0.009 | 0.009 | 0.035 | 0.037 | 0.038 | 0.039 | 0.04 | 0 | 0 | 0 | 0 | 0 | 0 | 0 | 0 | 0 | 0 | 0.3 | 0.3 | 0.3 | 0.3 | 0.3 | 0 | 0 | 0 | 0 | 0
Apex | 4.8118 | 10.6 | 0.0090247 |  | 68529 | 2.986 | 0.742 | 0.041 | 0.148 | 0.76 | 0.12573 | 43.5728 | 107278 | 152182 | 172644 | 177284 | 182000 | Wake | 5.023 | 7.125 | 8.084 | 8.301 | 8.522 | 1.471 | 2.086 | 2.367 | 2.43 | 2.495 | 0.109 | 0.154 | 0.175 | 0.179 | 0.184 | 0.314 | 0.445 | 0.505 | 0.518 | 0.532 | 1.14 | 1.618 | 1.835 | 1.885 | 1.935 | 0.2136 | 0.303 | 0.3438 | 0.353 | 0.3624 | 1 | 6 | 6 | 6 | 6 | 0 | 0 | 0 | 0 | 0 | 0 | 0 | 0 | 0 | 0 | 0.014 | 0.014 | 0.014 | 0.014 | 0.014
Appalachian State University | 0.33685 | 2 | 0 |  | 11500 | 0 | 0 | 0 | 0.193 | 0.0115 | 0.13235 | 0 | 12000 | 15000 | 17000 | 20000 | 20000 | Watauga | 0 | 0 | 0 | 0 | 0 | 0 | 0 | 0 | 0 | 0 | 0 | 0 | 0 | 0 | 0 | 0.2211 | 0.32 | 0.35 | 0.37 | 0.37 | 0.025 | 0.025 | 0.025 | 0.025 | 0.025 | 0.025 | 0.025 | 0.027 | 0.03 | 0.03 | 0 | 0 | 0 | 0 | 0 | 0 | 0 | 0 | 0 | 0 | 0 | 0 | 0 | 0 | 0 | 0 | 0 | 0 | 0 | 0
Archdale | 0.82542 | 2.059 | 0.0050474 |  | 12000 | 0.4937 | 0.1216 | 0.0355 | 0.0451 | 0.0022 | 0.12227 | 41.1417 | 14000 | 15000 | 16000 | 17000 | 18000 | Randolph | 0.55 | 0.6 | 0.65 | 0.7 | 0.71 | 0.13 | 0.135 | 0.14 | 0.145 | 0.15 | 0.0355 | 0.0355 | 0.036 | 0.036 | 0.0365 | 0.046 | 0.047 | 0.048 | 0.049 | 0.05 | 0.0022 | 0.0025 | 0.0028 | 0.003 | 0.0035 | 0.1618 | 0.1737 | 0.1857 | 0.1976 | 0.2011 | 0 | 0 | 0 | 0 | 0 | 0 | 0 | 0 | 0 | 0 | 2.059 | 2.059 | 2.059 | 2.059 | 2.059 | 0.0338 | 0.0338 | 0.0338 | 0.0338 | 0.0338
Asheboro | 4.8675 | 26 | 0.12033 |  | 26073 | 1.35 | 2.01 | 0 | 0.065 | 0.56 | 0.76217 | 51.7777 | 26200 | 27000 | 30000 | 32000 | 35000 | Randolph | 1.5 | 1.75 | 2 | 2.2 | 2.4 | 2.2 | 2.5 | 2.7 | 3 | 3.2 | 0 | 0 | 0 | 0 | 0 | 0.08 | 0.08 | 0.09 | 0.09 | 0.1 | 0.1 | 0.1 | 0.1 | 0.1 | 0.1 | 0.496 | 0.562 | 0.613 | 0.668 | 0.713 | 0 | 0 | 0 | 0 | 0 | 0 | 0 | 0 | 0 | 0 | 0 | 0 | 0 | 0 | 0 | 0.625 | 0.625 | 0.625 | 0.625 | 0.625
Asheville | 21.1033 | 41.2 | 0.5713 |  | 125000 | 8.6112 | 3.5624 | 0.6597 | 1.4019 | 0.314 | 5.9828 | 68.8896 | 135357 | 149518 | 165161 | 182441 | 201528 | Buncombe | 9.053 | 10 | 11.046 | 12.202 | 13.478 | 4.373 | 4.831 | 5.336 | 5.895 | 6.511 | 0.743 | 0.782 | 0.821 | 0.863 | 0.908 | 1.786 | 1.973 | 2.18 | 2.408 | 2.66 | 0.3 | 0.331 | 0.366 | 0.404 | 0.446 | 6.303 | 6.9475 | 7.6579 | 8.4423 | 9.3074 | 0 | 0 | 0 | 0 | 0 | 0 | 0 | 0 | 0 | 0 | 0 | 0 | 0 | 0 | 0 | 2.9 | 2.9 | 2.9 | 2.9 | 2.9
Atlantic Beach | 0.7179 | 2.5 | 0 |  | 6380 | 0.467 | 0.049 | 0 | 0.015 | 0.204 | -0.0171 | 73.1975 | 7565 | 9187 | 11024 | 13228 | 15873 | Carteret | 0.5604 | 0.6725 | 0.807 | 0.9684 | 1.162 | 0.0499 | 0.0508 | 0.0518 | 0.0528 | 0.0538 | 0 | 0 | 0 | 0 | 0 | 0.0153 | 0.0156 | 0.0159 | 0.0162 | 0.0165 | 0.065 | 0.07 | 0.075 | 0.08 | 0.085 | 0.0695 | 0.0493 | 0.0579 | 0.0681 | 0.0803 | 0 | 0 | 0 | 0 | 0 | 0 | 0 | 0 | 0 | 0 | 0 | 0 | 0 | 0 | 0 | 0 | 0 | 0 | 0 | 0
Aulander | 0.065917 | 0.504 | 0 |  | 765 | 0.044 | 0.0038 | 0 | 0.0028 | 0.005 | 0.010317 | 57.5163 | 740 | 670 | 650 | 620 | 600 | Bertie | 0.0435 | 0.041 | 0.04 | 0.038 | 0.0375 | 0.0036 | 0.0034 | 0.0032 | 0.003 | 0.0028 | 0.0001 | 0.0001 | 0.0001 | 0.0001 | 0.0001 | 0.002 | 0.002 | 0.002 | 0.002 | 0.002 | 0.005 | 0.005 | 0.005 | 0.005 | 0.005 | 0.0112 | 0.0107 | 0.0104 | 0.0099 | 0.0098 | 0 | 0 | 0 | 0 | 0 | 0 | 0 | 0 | 0 | 0 | 0 | 0 | 0 | 0 | 0 | 0 | 0 | 0 | 0 | 0
Aurora | 0.060492 | 0.25 | 0 |  | 502 | 0.0245 | 0.0065 | 0 | 0 | 0.015 | 0.014492 | 48.8048 | 504 | 513 | 521 | 530 | 538 | Beaufort | 0.0253 | 0.0257 | 0.0261 | 0.0265 | 0.0269 | 0.0066 | 0.0067 | 0.0068 | 0.0069 | 0.007 | 0 | 0 | 0 | 0 | 0 | 0 | 0 | 0 | 0 | 0 | 0.011 | 0.011 | 0.011 | 0.011 | 0.011 | 0.006 | 0.006 | 0.0061 | 0.0062 | 0.0062 | 0 | 0 | 0 | 0 | 0 | 0 | 0 | 0 | 0 | 0 | 0 | 0 | 0 | 0 | 0 | 0 | 0 | 0 | 0 | 0
Autryville | 0.034667 | 0.065 | 0.003 |  | 211 | 0.01 | 0.01 | 0 | 0 | 0.001 | 0.010667 | 47.3934 | 211 | 220 | 220 | 225 | 225 | Sampson | 0.01 | 0.01 | 0.02 | 0.02 | 0.02 | 0.01 | 0.01 | 0.01 | 0.01 | 0.01 | 0 | 0 | 0 | 0 | 0 | 0 | 0 | 0 | 0 | 0 | 0.001 | 0.001 | 0.001 | 0.001 | 0.001 | 0.0109 | 0.0109 | 0.0161 | 0.0161 | 0.0161 | 0 | 0 | 0 | 0 | 0 | 0 | 0 | 0 | 0 | 0 | 0.065 | 0.065 | 0.065 | 0.065 | 0.065 | 0.003 | 0.003 | 0.003 | 0.003 | 0.003
Ayden | 0.4245 | 0.5282 | 0 |  | 6035 | 0.2325 | 0.096 | 0 | 0 | 0.011 | 0.085 | 38.5253 | 6393 | 6528 | 6653 | 6780 | 6909 | Pitt | 0.2383 | 0.2428 | 0.2474 | 0.2521 | 0.2569 | 0.0984 | 0.1003 | 0.1022 | 0.1041 | 0.1061 | 0 | 0 | 0 | 0 | 0 | 0 | 0 | 0 | 0 | 0 | 0.011 | 0.011 | 0.011 | 0.011 | 0.011 | 0.0547 | 0.0557 | 0.0567 | 0.0578 | 0.0588 | 0.05 | 0.05 | 0.05 | 0.05 | 0.05 | 0 | 0 | 0 | 0 | 0 | 0.398 | 0.398 | 0.398 | 0.398 | 0.398 | 0 | 0 | 0 | 0 | 0
Badin Shores Resort | 0.1065 | 1 | 0 |  | 400 | 0 | 0 | 0 | 0 | 0 | 0.1065 | 0 | 425 | 450 | 475 | 500 | 525 | Montgomery | 0 | 0 | 0 | 0 | 0 | 0 | 0 | 0 | 0 | 0 | 0 | 0 | 0 | 0 | 0 | 0 | 0 | 0 | 0 | 0 | 0 | 0 | 0 | 0 | 0 | 0 | 0 | 0 | 0 | 0 | 0 | 0 | 0 | 0 | 0 | 0 | 0 | 0 | 0 | 0 | 1 | 1 | 1 | 1 | 1 | 0 | 0 | 0 | 0 | 0
Bailey | 0.061492 | 0.295 | 0.023665 |  | 569 | 0.0225 | 0.0074 | 0 | 0.0002 | 0.001 | 0.006727 | 39.5431 | 580 | 600 | 600 | 610 | 620 | Nash | 0.0261 | 0.027 | 0.027 | 0.0275 | 0.0279 | 0.0075 | 0.008 | 0.008 | 0.0085 | 0.009 | 0 | 0 | 0 | 0 | 0 | 0.0025 | 0.003 | 0.003 | 0.003 | 0.003 | 0.005 | 0.005 | 0.005 | 0.005 | 0.005 | 0.005 | 0.0055 | 0.0055 | 0.0058 | 0.006 | 0 | 0 | 0 | 0 | 0 | 0 | 0 | 0 | 0 | 0 | 0 | 0 | 0 | 0 | 0 | 0.039 | 0.039 | 0.039 | 0.039 | 0.039
Bakersville | 0.042933 | 0.366 | 0 |  | 464 | 0.02 | 0.0106 | 0 | 0.0017 | 0 | 0.010633 | 43.1034 | 504 | 524 | 544 | 564 | 584 | Mitchell | 0.029 | 0.031 | 0.033 | 0.035 | 0.037 | 0.011 | 0.012 | 0.013 | 0.014 | 0.015 | 0 | 0 | 0 | 0 | 0 | 0.005 | 0.005 | 0.006 | 0.007 | 0.008 | 0.001 | 0.001 | 0.001 | 0.001 | 0.001 | 0.0151 | 0.0161 | 0.0174 | 0.0187 | 0.02 | 0 | 0 | 0 | 0 | 0 | 0 | 0 | 0 | 0 | 0 | 0 | 0 | 0 | 0 | 0 | 0 | 0 | 0 | 0 | 0
Bald Head Island Utilities | 0.30708 | 0.95 | 0 |  | 300 | 0.141 | 0.072 | 0 | 0 | 0.05 | 0.044083 | 470 | 315 | 330 | 360 | 390 | 420 | Brunswick | 0.1323 | 0.139 | 0.1459 | 0.1531 | 0.1608 | 0.0231 | 0.0247 | 0.0282 | 0.0296 | 0.0311 | 0 | 0 | 0 | 0 | 0 | 0 | 0 | 0 | 0 | 0 | 0.0525 | 0.0551 | 0.0578 | 0.0606 | 0.0636 | 0.0357 | 0.0376 | 0.0399 | 0.0418 | 0.0439 | 0 | 0 | 0 | 0 | 0 | 0 | 0 | 0 | 0 | 0 | 0.5 | 0.5 | 0.5 | 0.5 | 0.5 | 0 | 0 | 0 | 0 | 0
Banner Elk | 0.19311 | 0.366 | 0 |  | 1164 | 0.0442 | 0.0291 | 0 | 0.0334 | 0.001 | 0.085408 | 37.9725 | 1174 | 1184 | 1194 | 1204 | 1214 | Avery | 0.046 | 0.047 | 0.048 | 0.049 | 0.05 | 0.03 | 0.032 | 0.034 | 0.036 | 0.038 | 0 | 0 | 0 | 0 | 0 | 0.035 | 0.0355 | 0.036 | 0.0365 | 0.037 | 0.0001 | 0.0001 | 0.0001 | 0.0001 | 0.0001 | 0.0882 | 0.091 | 0.0938 | 0.0966 | 0.0993 | 0 | 0 | 0 | 0 | 0 | 0 | 0 | 0 | 0 | 0 | 0 | 0 | 0 | 0 | 0 | 0 | 0 | 0 | 0 | 0
Bath | 0.019625 | 0.166 | 0 |  | 290 | 0.0135 | 0.0011 | 0 | 0.0035 | 0.0001 | 0.001425 | 46.5517 | 288 | 276 | 265 | 256 | 246 | Beaufort | 0.0133 | 0.0127 | 0.0122 | 0.0117 | 0.0112 | 0.0011 | 0.001 | 0.001 | 0.001 | 0.0009 | 0 | 0 | 0 | 0 | 0 | 0.0175 | 0.0168 | 0.0161 | 0.0154 | 0.0148 | 0.001 | 0.0009 | 0.0009 | 0.0009 | 0.0008 | 0.0025 | 0.0024 | 0.0023 | 0.0022 | 0.0021 | 0 | 0 | 0 | 0 | 0 | 0 | 0 | 0 | 0 | 0 | 0.0196 | 0.0196 | 0.0196 | 0.0196 | 0.0196 | 0 | 0 | 0 | 0 | 0
Baton Water Corporation | 0.55432 | 0.75 | 0.019453 |  | 8191 | 0.3629 | 0.0192 | 0.002 | 0.0137 | 0.0035 | 0.13357 | 44.3047 | 8266 | 8342 | 8412 | 8492 | 8567 | Caldwell | 0.336 | 0.3396 | 0.3432 | 0.3468 | 0.3504 | 0.0192 | 0.02 | 0.0208 | 0.0216 | 0.0224 | 0.0018 | 0.0018 | 0.0018 | 0.0018 | 0.0018 | 0.016 | 0.017 | 0.018 | 0.019 | 0.02 | 0.002 | 0.002 | 0.002 | 0.002 | 0.002 | 0.07 | 0.07 | 0.07 | 0.07 | 0.07 | 0 | 0 | 0 | 0 | 0 | 0 | 0 | 0 | 0 | 0 | 0.75 | 0.75 | 0.75 | 0.75 | 0.75 | 0.025 | 0.025 | 0.025 | 0.025 | 0.025
Bayleaf Master | 1.5911 | 4.431 | 0 |  | 15397 | 1.287 | 0.04 | 0 | 0 | 0.001 | 0.26307 | 83.5877 | 15858 | 16175 | 16498 | 16828 | 16930 | Wake | 1.5065 | 1.5366 | 1.5674 | 1.5987 | 1.6 | 0.058 | 0.06 | 0.065 | 0.07 | 0.075 | 0 | 0 | 0 | 0 | 0 | 0 | 0 | 0 | 0 | 0 | 0 | 0 | 0 | 0 | 0 | 0.1722 | 0.1758 | 0.1797 | 0.1837 | 0.1844 | 0 | 0 | 0 | 0 | 0 | 0 | 0 | 0 | 0 | 0 | 0 | 0 | 0 | 0 | 0 | 0 | 0 | 0 | 0 | 0
Beaufort | 0.49908 | 1.872 | 1.9178e-05 |  | 4343 | 0.2665 | 0.0728 | 0.0114 | 0.0853 | 0.0082 | 0.054864 | 61.3631 | 4815 | 5152 | 5515 | 5900 | 6123 | Carteret | 0.31 | 0.33 | 0.354 | 0.38 | 0.39 | 0.11 | 0.12 | 0.13 | 0.14 | 0.15 | 0.0085 | 0.009 | 0.0095 | 0.01 | 0.0105 | 0.023 | 0.025 | 0.03 | 0.032 | 0.34 | 0.03 | 0.033 | 0.036 | 0.04 | 0.042 | 0.041 | 0.054 | 0.067 | 0.08 | 0.08 | 0 | 0 | 0 | 0 | 0 | 0 | 0 | 0 | 0 | 0 | 0.0125 | 0.0125 | 0.0125 | 0.0125 | 0.0125 | 0 | 0 | 0 | 0 | 0
Beaufort Co (Northside) | 1.4202 | 2.608 | 0.019654 |  | 21451 | 1.0246 | 0.0444 | 0 | 0 | 0.2284 | 0.10312 | 47.7647 | 22631 | 23811 | 24991 | 26171 | 27351 | Beaufort | 1.0863 | 1.1429 | 1.1996 | 1.2562 | 1.3128 | 0.05 | 0.051 | 0.052 | 0.053 | 0.054 | 0 | 0 | 0 | 0 | 0 | 0 | 0 | 0 | 0 | 0 | 0.23 | 0.235 | 0.24 | 0.245 | 0.25 | 0.1093 | 0.1143 | 0.1193 | 0.1243 | 0.1294 | 0 | 0 | 0 | 0 | 0 | 0 | 0 | 0 | 0 | 0 | 2.608 | 2.608 | 2.608 | 2.608 | 2.608 | 0.0196 | 0.0196 | 0.0196 | 0.0196 | 0.0196
Beaufort Co (Southside) | 0.80332 | 3.24 | 0.19843 |  | 9106 | 0.3973 | 0.0089 | 0.0274 | 0 | 0.1532 | 0.018082 | 43.6306 | 10100 | 10200 | 10300 | 10400 | 10500 | Beaufort | 0.4444 | 0.4488 | 0.4532 | 0.4576 | 0.462 | 0.01 | 0.01 | 0.01 | 0.01 | 0.01 | 0.03 | 0.031 | 0.032 | 0.033 | 0.034 | 0 | 0 | 0 | 0 | 0 | 0.17 | 0.1717 | 0.1734 | 0.1751 | 0.1769 | 0.0211 | 0.0213 | 0.0215 | 0.0218 | 0.022 | 0.72 | 0.72 | 0.72 | 0.72 | 0.72 | 0 | 0 | 0 | 0 | 0 | 0 | 0 | 0 | 0 | 0 | 0.96 | 0.96 | 0.96 | 0.96 | 0.96
Beech Mountain | 0.4725 | 0.24 | 0 |  | 346 | 0.13 | 0.03 | 0 | 0 | 0.0252 | 0.2873 | 375.7225 | 441 | 562 | 716 | 912 | 1162 | Watauga | 0.1168 | 0.1488 | 0.1895 | 0.2414 | 0.2823 | 0.0277 | 0.0352 | 0.0449 | 0.0572 | 0.0669 | 0 | 0 | 0 | 0 | 0 | 0 | 0 | 0 | 0 | 0 | 0.0306 | 0.0374 | 0.0461 | 0.0518 | 0.0526 | 0.237 | 0.217 | 0.197 | 0.157 | 0.137 | 2.187 | 2.187 | 2.187 | 2.187 | 2.187 | 0 | 0 | 0 | 0 | 0 | 0 | 0 | 0 | 0 | 0 | 0 | 0 | 0 | 0 | 0
Belhaven | 0.16008 | 1.08 | 0 |  | 1960 | 0.064 | 0.018 | 0 | 0 | 0.04 | 0.038083 | 32.6531 | 1916 | 1883 | 1851 | 1820 | 1789 | Beaufort | 0.0624 | 0.0613 | 0.0602 | 0.0591 | 0.058 | 0.0176 | 0.0172 | 0.0169 | 0.0166 | 0.0163 | 0 | 0 | 0 | 0 | 0 | 0 | 0 | 0 | 0 | 0 | 0.04 | 0.04 | 0.04 | 0.04 | 0.04 | 0.0376 | 0.0371 | 0.0367 | 0.0362 | 0.0358 | 0 | 0 | 0 | 0 | 0 | 0 | 0 | 0 | 0 | 0 | 0 | 0 | 0 | 0 | 0 | 0 | 0 | 0 | 0 | 0
Bell Arthur WC | 0.60358 | 0.8944 | 0 |  | 11447 | 0.5136 | 0.0133 | 0 | 0 | 0.0314 | 0.045283 | 44.8677 | 12372 | 13115 | 13903 | 14738 | 15623 | Pitt | 0.5552 | 0.5885 | 0.6239 | 0.6613 | 0.7011 | 0.0143 | 0.0152 | 0.0161 | 0.0171 | 0.0181 | 0 | 0 | 0 | 0 | 0 | 0 | 0 | 0 | 0 | 0 | 0.0124 | 0.0131 | 0.0139 | 0.0147 | 0.0156 | 0.0649 | 0.0688 | 0.0729 | 0.0773 | 0.082 | 0 | 0 | 0 | 0 | 0 | 0 | 0 | 0 | 0 | 0 | 0.542 | 0.542 | 0.542 | 0.542 | 0.542 | 0 | 0 | 0 | 0 | 0
Belmont | 2.0455 | 10 | 0.12233 |  | 12495 | 0.758 | 0.218 | 0.263 | 0.059 | 0.25 | 0.37517 | 60.6643 | 15231 | 18567 | 22633 | 27589 | 33631 | Gaston | 0.924 | 1.126 | 1.373 | 1.674 | 2.04 | 0.266 | 0.324 | 0.395 | 0.481 | 0.587 | 0.321 | 0.391 | 0.476 | 0.581 | 0.708 | 0.072 | 0.088 | 0.107 | 0.13 | 0.159 | 0.305 | 0.371 | 0.453 | 0.552 | 0.673 | 0.3 | 0.366 | 0.4465 | 0.5448 | 0.6646 | 0 | 0 | 0 | 0 | 0 | 0 | 0 | 0 | 0 | 0 | 0 | 0 | 0 | 0 | 0 | 0.122 | 0.122 | 0.122 | 0.122 | 0.122
Belvedere | 0.24825 | 0.335 | 0 |  | 3483 | 0.1889 | 0.0018 | 0 | 0 | 0.0041 | 0.05345 | 54.2349 | 3859 | 4438 | 5103 | 5869 | 5950 | Pender | 0.241 | 0.277 | 0.319 | 0.367 | 0.415 | 0.002 | 0.002 | 0.002 | 0.002 | 0.002 | 0 | 0 | 0 | 0 | 0 | 0 | 0 | 0 | 0 | 0 | 0.009 | 0.009 | 0.009 | 0.009 | 0.009 | 0.0337 | 0.0385 | 0.0441 | 0.0505 | 0.0569 | 0.28 | 0.28 | 0.28 | 0.28 | 0.28 | 0 | 0 | 0 | 0 | 0 | 0 | 0 | 0 | 0 | 0 | 0 | 0 | 0 | 0 | 0
Benson | 0.87108 | 1.29 | 0.0020055 |  | 4080 | 0.195 | 0.103 | 0.426 | 0.008 | 0.0612 | 0.075878 | 47.7941 | 4130 | 4180 | 4230 | 4280 | 5300 | Johnston | 0.204 | 0.213 | 0.222 | 0.231 | 0.24 | 0.105 | 0.107 | 0.109 | 0.111 | 0.113 | 0.52 | 0.53 | 0.53 | 0.53 | 0.53 | 0.0085 | 0.0087 | 0.0089 | 0.0091 | 0.0093 | 0.06 | 0.06 | 0.06 | 0.06 | 0.06 | 0.074 | 0.0745 | 0.0747 | 0.0749 | 0.0751 | 0 | 0 | 0 | 0 | 0 | 0 | 0 | 0 | 0 | 0 | 1.293 | 1.293 | 1.293 | 1.293 | 1.293 | 0.01 | 0.01 | 0.01 | 0.01 | 0.01
Bertie County RWS | 1.0407 | 2.867 | 0.005 |  | 13550 | 0.7 | 0.02 | 0.08 | 0.13 | 0.007 | 0.098667 | 51.6605 | 11500 | 11400 | 11300 | 11250 | 11000 | Bertie | 0.7 | 0.7 | 0.69 | 0.68 | 0.67 | 0.025 | 0.024 | 0.023 | 0.022 | 0.021 | 0.1 | 0.11 | 0.13 | 0.15 | 0.17 | 0.14 | 0.14 | 0.14 | 0.14 | 0.14 | 0.006 | 0.005 | 0.0045 | 0.004 | 0.003 | 0.1 | 0.1 | 0.1005 | 0.1014 | 0.1022 | 0 | 0 | 0 | 0 | 0 | 0 | 0 | 0 | 0 | 0 | 0 | 0 | 0 | 0 | 0 | 0.005 | 0.005 | 0.005 | 0.005 | 0.005
Bessemer City | 1.2453 | 4.341 | 0 |  | 5685 | 0.246 | 0.211 | 0.618 | 0 | 0.052 | 0.11833 | 43.2718 | 5697 | 5802 | 5912 | 6022 | 6132 | Gaston | 0.2554 | 0.2559 | 0.2605 | 0.266 | 0.2705 | 0.0426 | 0.045 | 0.048 | 0.05 | 0.0555 | 1.55 | 1.65 | 1.7 | 1.75 | 1.8 | 0 | 0 | 0 | 0 | 0 | 0.05 | 0.053 | 0.056 | 0.059 | 0.061 | 0.1725 | 0.1821 | 0.1876 | 0.1931 | 0.1987 | 0 | 0 | 0 | 0 | 0 | 0 | 0 | 0 | 0 | 0 | 3.5 | 3.5 | 3.5 | 3.5 | 3.5 | 0 | 0 | 0 | 0 | 0
Beulaville | 0.13178 | 0.3851 | 0 |  | 1350 | 0.056 | 0.031 | 0.008 | 0.005 | 0.015 | 0.016783 | 41.4815 | 1475 | 1550 | 1700 | 1800 | 1900 | Duplin | 0.065 | 0.07 | 0.075 | 0.075 | 0.08 | 0.031 | 0.035 | 0.035 | 0.039 | 0.039 | 0.012 | 0.013 | 0.013 | 0.014 | 0.015 | 0.009 | 0.011 | 0.013 | 0.015 | 0.017 | 0.01 | 0.01 | 0.015 | 0.015 | 0.02 | 0.0186 | 0.0203 | 0.0221 | 0.0231 | 0.025 | 0 | 0 | 0 | 0 | 0 | 0 | 0 | 0 | 0 | 0 | 0 | 0 | 0 | 0 | 0 | 0 | 0 | 0 | 0 | 0
Big Lick Road | 0.021017 | 0.075 | 0 |  | 290 | 0.0132 | 0.0001 | 0.005 | 0 | 0.0015 | 0.0012167 | 45.5172 | 300 | 410 | 410 | 410 | 410 | Stanly | 0.0142 | 0.016 | 0.016 | 0.016 | 0.016 | 0.0001 | 0.0001 | 0.0001 | 0.0001 | 0.0001 | 0.005 | 0.005 | 0.005 | 0.005 | 0.005 | 0 | 0 | 0 | 0 | 0 | 0.002 | 0.002 | 0.002 | 0.002 | 0.002 | 0.0007 | 0.0008 | 0.0008 | 0.0008 | 0.0008 | 0 | 0 | 0 | 0 | 0 | 0 | 0 | 0 | 0 | 0 | 0.075 | 0.075 | 0.075 | 0.075 | 0.075 | 0 | 0 | 0 | 0 | 0
Biltmore Forest | ERROR | 0 | 0 |  | #N/A | 0 | 0 | 0 | 0 | 0 | #VALUE! | ERROR | 0 | 0 | 0 | 0 | 0 | Buncombe | 0 | 0 | 0 | 0 | 0 | 0 | 0 | 0 | 0 | 0 | 0 | 0 | 0 | 0 | 0 | 0 | 0 | 0 | 0 | 0 | 0 | 0 | 0 | 0 | 0 | 0 | 0 | 0 | 0 | 0 | 0 | 0 | 0 | 0 | 0 | 0 | 0 | 0 | 0 | 0 | 0 | 0 | 0 | 0 | 0 | 0 | 0 | 0 | 0 | 0
Biscoe | 0.35158 | 0.9 | 0 |  | 2319 | 0.1228 | 0.1358 | 0.0528 | 0.0225 | 0.001 | 0.016683 | 52.9539 | 2319 | 2319 | 2319 | 2319 | 2319 | Montgomery | 0.1228 | 0.1228 | 0.1228 | 0.1228 | 0.1228 | 0.1358 | 0.1358 | 0.1358 | 0.1358 | 0.1358 | 0.0528 | 0.0528 | 0.0528 | 0.0528 | 0.0528 | 0.0225 | 0.0225 | 0.0225 | 0.0225 | 0.0225 | 0.01 | 0.01 | 0.01 | 0.01 | 0.001 | 0.0163 | 0.0163 | 0.0163 | 0.0163 | 0.0159 | 0 | 0 | 0 | 0 | 0 | 0 | 0 | 0 | 0 | 0 | 0.9 | 0.9 | 0.9 | 0.9 | 0.9 | 0 | 0 | 0 | 0 | 0
Black Creek | 0.56796 | 1.4544 | 0.44421 |  | 1798 | 0.111 | 0 | 0 | 0 | 0.006 | 0.0067446 | 61.7353 | 1810 | 1830 | 1850 | 1860 | 1860 | Wilson | 0.1122 | 0.1135 | 0.1147 | 0.1153 | 0.1153 | 0 | 0 | 0 | 0 | 0 | 0 | 0 | 0 | 0 | 0 | 0 | 0 | 0 | 0 | 0 | 0.007 | 0.008 | 0.008 | 0.009 | 0.009 | 0.015 | 0.015 | 0.015 | 0.015 | 0.015 | 0.288 | 0.288 | 0.288 | 0.288 | 0.288 | 0 | 0 | 0 | 0 | 0 | 0 | 0 | 0 | 0 | 0 | 0.55 | 0.55 | 0.55 | 0.55 | 0.55
Black Mountain | 0.68983 | 2.067 | 0 |  | 10125 | 0.3418 | 0.1086 | 0 | 0.0053 | 0.0011 | 0.23303 | 33.758 | 10950 | 11995 | 12900 | 13875 | 14900 | Buncombe | 0.3285 | 0.35 | 0.378 | 0.395 | 0.416 | 0.1739 | 0.1878 | 0.2028 | 0.219 | 0.231 | 0 | 0 | 0 | 0 | 0 | 0.0092 | 0.0096 | 0.01 | 0.0105 | 0.011 | 0.0014 | 0.0015 | 0.0016 | 0.0018 | 0.002 | 0.2623 | 0.2807 | 0.3029 | 0.3203 | 0.3375 | 0 | 0 | 0 | 0 | 0 | 0 | 0 | 0 | 0 | 0 | 1.55 | 1.55 | 1.55 | 1.55 | 1.55 | 0 | 0 | 0 | 0 | 0
Bladen Bluffs - LCFWSA | 1.8322 | 6 | 1.7669 |  | 0 | 0 | 0 | 0 | 0 | 0.056 | 0.00934 | ERROR | 0 | 0 | 0 | 0 | 0 | Bladen | 0 | 0 | 0 | 0 | 0 | 0 | 0 | 0 | 0 | 0 | 0 | 0 | 0 | 0 | 0 | 0 | 0 | 0 | 0 | 0 | 0.056 | 0.056 | 0.056 | 0.056 | 0.056 | 0.0133 | 0.0133 | 0.0133 | 0.0133 | 0.0133 | 0 | 0 | 0 | 0 | 0 | 0 | 0 | 0 | 0 | 0 | 0 | 0 | 0 | 0 | 0 | 4 | 4 | 4 | 4 | 4
Bladen Co WD (East Bladen) | 0.25667 | 0.607 | 0 |  | 1597 | 0.2193 | 0.013 | 0 | 0 | 0.006 | 0.018367 | 137.32 | 1610 | 1625 | 1635 | 1645 | 1655 | Bladen | 0.154 | 0.159 | 0.169 | 0.172 | 0.175 | 0.021 | 0.021 | 0.021 | 0.021 | 0.021 | 0 | 0 | 0 | 0 | 0 | 0 | 0 | 0 | 0 | 0 | 0 | 0 | 0 | 0 | 0 | 0.03 | 0.0309 | 0.0326 | 0.0331 | 0.0336 | 0 | 0 | 0 | 0 | 0 | 0 | 0 | 0 | 0 | 0 | 0 | 0 | 0 | 0 | 0 | 0 | 0 | 0 | 0 | 0
Bladen Co WD (West Bladen) | 1.0158 | 1.637 | 0 |  | 4818 | 0.64 | 0.05 | 0.03 | 0 | 0.1465 | 0.14933 | 132.8352 | 4828 | 4835 | 4845 | 4850 | 4860 | Bladen | 0.55 | 0.57 | 0.59 | 0.6 | 0.62 | 0.07 | 0.059 | 0.063 | 0.071 | 0.071 | 0.04 | 0.031 | 0.031 | 0.031 | 0.031 | 0 | 0 | 0 | 0 | 0 | 0.1 | 0.1 | 0.1 | 0.1 | 0.2 | 0.094 | 0.094 | 0.0979 | 0.0999 | 0.1142 | 0.02 | 0.02 | 0.02 | 0.02 | 0.02 | 0 | 0 | 0 | 0 | 0 | 0 | 0 | 0 | 0 | 0 | 0 | 0 | 0 | 0 | 0
Bladenboro | 0.16489 | 0.736 | 0 |  | 3225 | 0.0852 | 0.0571 | 0.001 | 0 | 0.001 | 0.020592 | 26.4186 | 3225 | 3225 | 3225 | 3225 | 3225 | Bladen | 0.0854 | 0.0854 | 0.0854 | 0.0854 | 0.0854 | 0.032 | 0.032 | 0.032 | 0.032 | 0.032 | 0.0109 | 0.0109 | 0.0109 | 0.0109 | 0.0109 | 0 | 0 | 0 | 0 | 0 | 0.001 | 0.001 | 0.001 | 0.001 | 0.001 | 0.021 | 0.021 | 0.021 | 0.021 | 0.021 | 0 | 0 | 0 | 0 | 0 | 0 | 0 | 0 | 0 | 0 | 0 | 0 | 0 | 0 | 0 | 0 | 0 | 0 | 0 | 0
Blowing Rock | 0.39253 | 0.4 | 0 |  | 1637 | 0.1891 | 0.0738 | 0 | 0 | 0.0055 | 0.12413 | 115.5162 | 1816 | 1997 | 2196 | 2217 | 2240 | Watauga | 0.2061 | 0.2246 | 0.2448 | 0.2669 | 0.291 | 0.1045 | 0.115 | 0.1265 | 0.1391 | 0.141 | 0 | 0 | 0 | 0 | 0 | 0 | 0 | 0 | 0 | 0 | 0.0057 | 0.0059 | 0.0062 | 0.0066 | 0.0071 | 0.1273 | 0.139 | 0.1519 | 0.166 | 0.1767 | 0.23 | 0.23 | 0.23 | 0.23 | 0.23 | 0 | 0 | 0 | 0 | 0 | 0 | 0 | 0 | 0 | 0 | 0 | 0 | 0 | 0 | 0
Blue Ridge WA | 0.65388 | 2 | 0.0010027 |  | 8216 | 0.4016 | 0.1573 | 0.0423 | 0 | 0.002 | 0.049672 | 48.8802 | 8226 | 8236 | 8246 | 8256 | 8266 | Wilkes | 0.3903 | 0.3907 | 0.3911 | 0.3915 | 0.392 | 0.1571 | 0.1575 | 0.158 | 0.1585 | 0.159 | 0.0475 | 0.0475 | 0.0475 | 0.0475 | 0.048 | 0.01 | 0.01 | 0.01 | 0.01 | 0.015 | 0.002 | 0.002 | 0.002 | 0.002 | 0.002 | 0.0635 | 0.0636 | 0.0637 | 0.0638 | 0.0644 | 0 | 0 | 0 | 0 | 0 | 0 | 0 | 0 | 0 | 0 | 2 | 2 | 2 | 2 | 2 | 0.001 | 0.001 | 0.001 | 0.001 | 0.001
Boardman | 0.015475 | 0.2 | 0 |  | 165 | 0.0065 | 0.0018 | 0 | 0 | 0.001 | 0.006175 | 39.3939 | 155 | 160 | 165 | 170 | 175 | Columbus | 0.006 | 0.0062 | 0.0064 | 0.0068 | 0.007 | 0.003 | 0.003 | 0.003 | 0.003 | 0.003 | 0 | 0 | 0 | 0 | 0 | 0 | 0 | 0 | 0 | 0 | 0 | 0 | 0 | 0 | 0 | 0.002 | 0.002 | 0.002 | 0.002 | 0.002 | 0 | 0 | 0 | 0 | 0 | 0 | 0 | 0 | 0 | 0 | 0.2 | 0.2 | 0.2 | 0.2 | 0.2 | 0 | 0 | 0 | 0 | 0
Bogue Banks Water Corp | 1.8668 | 5.76 | 0 |  | 4995 | 1.233 | 0.289 | 0 | 0 | 0.337 | 0.0077833 | 246.8468 | 5050 | 5100 | 5150 | 5200 | 5250 | Carteret | 1.24 | 1.25 | 1.26 | 1.27 | 1.28 | 0.29 | 0.3 | 0.31 | 0.32 | 0.33 | 0 | 0 | 0 | 0 | 0 | 0 | 0 | 0 | 0 | 0 | 0.34 | 0.34 | 0.345 | 0.345 | 0.35 | 0.09 | 0.09 | 0.09 | 0.0925 | 0.0925 | 1 | 1 | 1 | 1 | 1 | 0 | 0 | 0 | 0 | 0 | 0 | 0 | 0 | 0 | 0 | 0 | 0 | 0 | 0 | 0
Boiling Springs | 0.34733 | 1 | 0 |  | 4769 | 0.1692 | 0.076 | 0.0012 | 0.072 | 0.0024 | 0.026533 | 35.4791 | 4800 | 4900 | 5000 | 5100 | 5200 | Cleveland | 0.1746 | 0.1764 | 0.18 | 0.1836 | 0.1872 | 0.075 | 0.08 | 0.084 | 0.09 | 0.0925 | 0.0022 | 0.0026 | 0.003 | 0.0034 | 0.004 | 0.111 | 0.112 | 0.113 | 0.114 | 0.115 | 0.003 | 0.0038 | 0.0044 | 0.005 | 0.0056 | 0.0184 | 0.0192 | 0.0203 | 0.0236 | 0.025 | 0 | 0 | 0 | 0 | 0 | 0 | 0 | 0 | 0 | 0 | 1 | 1 | 1 | 1 | 1 | 0 | 0 | 0 | 0 | 0
Bolton | 0.083375 | 0.4 | 0 |  | 750 | 0.0491 | 0 | 0 | 0 | 0.001 | 0.033275 | 65.4667 | 751 | 752 | 752 | 753 | 753 | Columbus | 0.045 | 0.0451 | 0.0451 | 0.0452 | 0.0452 | 0 | 0 | 0 | 0 | 0 | 0 | 0 | 0 | 0 | 0 | 0 | 0 | 0 | 0 | 0 | 0.001 | 0.001 | 0.001 | 0.001 | 0.001 | 0.0215 | 0.0238 | 0.0248 | 0.0258 | 0.031 | 0 | 0 | 0 | 0 | 0 | 0 | 0 | 0 | 0 | 0 | 0 | 0 | 0 | 0 | 0 | 0 | 0 | 0 | 0 | 0
Boone | 1.5599 | 7 | 0 |  | 19667 | 0.4778 | 0.5455 | 0.0005 | 0.066 | 0.125 | 0.34513 | 24.2945 | 26906 | 32287 | 38744 | 42618 | 46879 | Watauga | 0.578 | 0.694 | 0.833 | 0.916 | 1.007 | 1 | 1.08 | 1.14 | 1.23 | 1.35 | 0.006 | 0.008 | 0.01 | 0.012 | 0.014 | 0.088 | 0.097 | 0.107 | 0.118 | 0.129 | 0.09 | 0.095 | 0.1 | 0.105 | 0.11 | 0.7213 | 0.808 | 0.8965 | 0.9746 | 1.0684 | 0 | 0 | 0 | 0 | 0 | 0 | 0 | 0 | 0 | 0 | 0 | 0 | 0 | 0 | 0 | 0 | 0 | 0 | 0 | 0
Boonville | 0.14758 | 0.353 | 0 |  | 1798 | 0.0694 | 0.0049 | 0 | 0.0199 | 0.001 | 0.052383 | 38.5984 | 1826 | 1848 | 1869 | 1891 | 1919 | Yadkin | 0.0765 | 0.0773 | 0.0782 | 0.0791 | 0.08 | 0.0246 | 0.0248 | 0.0251 | 0.0254 | 0.0257 | 0 | 0 | 0 | 0 | 0 | 0.0071 | 0.0072 | 0.0072 | 0.0073 | 0.0074 | 0.001 | 0.001 | 0.001 | 0.001 | 0.001 | 0.0569 | 0.0575 | 0.0581 | 0.0588 | 0.0594 | 0 | 0 | 0 | 0 | 0 | 0 | 0 | 0 | 0 | 0 | 0 | 0 | 0 | 0 | 0 | 0 | 0 | 0 | 0 | 0
Bostic | 0.051883 | 0.33 | 0.0044121 |  | 850 | 0.0391 | 0.0013 | 0 | 0.0027 | 0.0015 | 0.0028713 | 46 | 915 | 990 | 1065 | 1150 | 1240 | Rutherford | 0.042 | 0.045 | 0.049 | 0.053 | 0.057 | 0.0013 | 0.0015 | 0.0015 | 0.0015 | 0.0015 | 0 | 0 | 0 | 0 | 0 | 0.003 | 0.0035 | 0.0035 | 0.004 | 0.004 | 0.002 | 0.002 | 0.0025 | 0.0025 | 0.003 | 0.003 | 0.0032 | 0.0034 | 0.0036 | 0.0038 | 0 | 0 | 0 | 0 | 0 | 0 | 0 | 0 | 0 | 0 | 0.33 | 0.33 | 0.33 | 0.33 | 0.33 | 0.067 | 0.067 | 0.067 | 0.067 | 0.067
Bradfield Farms S/D | 0.19722 | 0.433 | 0 |  | 2903 | 0.179 | 0.0014 | 0 | 0 | 0.0016 | 0.015217 | 61.6604 | 2933 | 2933 | 2933 | 2933 | 2933 | Mecklenburg | 0.1873 | 0.1873 | 0.1873 | 0.1873 | 0.1873 | 0.0014 | 0.0014 | 0.0014 | 0.0014 | 0.0014 | 0 | 0 | 0 | 0 | 0 | 0 | 0 | 0 | 0 | 0 | 0.0018 | 0.0018 | 0.0019 | 0.0019 | 0.0019 | 0.0159 | 0.0159 | 0.0159 | 0.0159 | 0.0159 | 0 | 0 | 0 | 0 | 0 | 0 | 0 | 0 | 0 | 0 | 0 | 0 | 0 | 0 | 0 | 0 | 0 | 0 | 0 | 0
Brentwood-Highway 64 | 0.35683 | 0.65 | 0 |  | 5595 | 0.3008 | 0.01 | 0 | 0.003 | 0.02 | 0.023033 | 53.7623 | 5600 | 5620 | 5640 | 5660 | 5680 | Burke | 0.3024 | 0.3035 | 0.3046 | 0.3056 | 0.3067 | 0.01 | 0.01 | 0.01 | 0.01 | 0.01 | 0 | 0 | 0 | 0 | 0 | 0.003 | 0.003 | 0.003 | 0.003 | 0.003 | 0.02 | 0.02 | 0.02 | 0.02 | 0.02 | 0.0231 | 0.0234 | 0.0236 | 0.0238 | 0.024 | 0 | 0 | 0 | 0 | 0 | 0 | 0 | 0 | 0 | 0 | 0.65 | 0.65 | 0.65 | 0.65 | 0.65 | 0 | 0 | 0 | 0 | 0
Brentwood-Jamestown Road | 0.35683 | 0.65 | 0 |  | 5595 | 0.2918 | 0.01 | 0.009 | 0.003 | 0.02 | 0.023033 | 52.1537 | 5600 | 5620 | 5640 | 5660 | 5680 | Burke | 0.3024 | 0.3035 | 0.3046 | 0.3056 | 0.3067 | 0.01 | 0.01 | 0.01 | 0.01 | 0.01 | 0.009 | 0.009 | 0.009 | 0.009 | 0.009 | 0.003 | 0.003 | 0.003 | 0.003 | 0.003 | 0.02 | 0.02 | 0.02 | 0.02 | 0.02 | 0.0238 | 0.024 | 0.0242 | 0.0244 | 0.0246 | 0 | 0 | 0 | 0 | 0 | 0 | 0 | 0 | 0 | 0 | 0.65 | 0.65 | 0.65 | 0.65 | 0.65 | 0 | 0 | 0 | 0 | 0
Brevard | 1.4071 | 2.6 | 0 |  | 10686 | 0.346 | 0.171 | 0.053 | 0.132 | 0.062 | 0.64308 | 32.3788 | 12250 | 13500 | 14750 | 16000 | 17500 | Transylvania | 0.3806 | 0.4187 | 0.461 | 0.5067 | 0.5574 | 0.1881 | 0.2069 | 0.2276 | 0.2504 | 0.2754 | 0.0583 | 0.0641 | 0.0705 | 0.0776 | 0.0854 | 0.1452 | 0.1597 | 0.1756 | 0.1933 | 0.2126 | 0.0682 | 0.075 | 0.0825 | 0.0908 | 0.0999 | 0.7031 | 0.7734 | 0.851 | 0.936 | 1.0297 | 0 | 0 | 0 | 0 | 0 | 0 | 0 | 0 | 0 | 0 | 0 | 0 | 0 | 0 | 0 | 0 | 0 | 0 | 0 | 0
Broad River Water Authority | 5.9894 | 13 | 4.2879 |  | 17400 | 0.747 | 0.149 | 0.192 | 0.1 | 0.2 | 0.31355 | 42.931 | 18700 | 20200 | 21800 | 23500 | 25300 | Rutherford | 0.784 | 0.825 | 0.867 | 0.912 | 0.958 | 0.122 | 0.101 | 0.092 | 0.087 | 0.083 | 0.202 | 0.213 | 0.223 | 0.235 | 0.247 | 0.09 | 0.082 | 0.078 | 0.074 | 0.071 | 0.2 | 0.21 | 0.21 | 0.22 | 0.23 | 0.3411 | 0.3492 | 0.3587 | 0.3729 | 0.3877 | 0 | 0 | 0 | 0 | 0 | 0 | 0 | 0 | 0 | 0 | 0 | 0 | 0 | 0 | 0 | 6.26 | 6.26 | 6.26 | 6.26 | 6.26
Broadway | 0.082417 | 0.3 | 0 |  | 1503 | 0.0747 | 0.0074 | 0 | 0.0007 | 0.001 | -0.0013833 | 49.7006 | 2113 | 2430 | 2795 | 3186 | 3230 | Lee | 0.099 | 0.114 | 0.131 | 0.152 | 0.1648 | 0.024 | 0.028 | 0.032 | 0.035 | 0.0403 | 0 | 0 | 0 | 0 | 0 | 0.007 | 0.008 | 0.009 | 0.01 | 0.0115 | 0 | 0 | 0 | 0 | 0 | 0.0147 | 0.017 | 0.0195 | 0.0223 | 0.0246 | 0 | 0 | 0 | 0 | 0 | 0 | 0 | 0 | 0 | 0 | 0.3 | 0.3 | 0.3 | 0.3 | 0.3 | 0 | 0 | 0 | 0 | 0
Broadway Water Association. Inc. | 0.1865 | 0.5 | 0 |  | 3600 | 0.168 | 0.002 | 0 | 0.002 | 0.002 | 0.0125 | 46.6667 | 3700 | 3800 | 3900 | 4000 | 4100 | Wilkes | 0.179 | 0.183 | 0.187 | 0.192 | 0.2 | 0.01 | 0.01 | 0.01 | 0.01 | 0.01 | 0 | 0 | 0 | 0 | 0 | 0.002 | 0.002 | 0.002 | 0.002 | 0.002 | 0.0257 | 0.0262 | 0.0267 | 0.0274 | 0.0285 | 0.018 | 0.019 | 0.019 | 0.019 | 0.02 | 0 | 0 | 0 | 0 | 0 | 0 | 0 | 0 | 0 | 0 | 0.5 | 0.5 | 0.5 | 0.5 | 0.5 | 0 | 0 | 0 | 0 | 0
Brookwood Community | 1.2431 | 2.452 | 0 |  | 14427 | 0.979 | 0.081 | 0 | 0 | 0.0001 | 0.18298 | 67.8589 | 14400 | 14200 | 14100 | 13500 | 13000 | Cumberland | 0.96 | 0.95 | 0.94 | 0.9 | 0.85 | 0.08 | 0.08 | 0.08 | 0.75 | 0.07 | 0 | 0 | 0 | 0 | 0 | 0 | 0 | 0 | 0 | 0 | 0 | 0 | 0 | 0 | 0 | 0.1633 | 0.16 | 0.16 | 0.16 | 0.16 | 0 | 0 | 0 | 0 | 0 | 0 | 0 | 0 | 0 | 0 | 0 | 0 | 0 | 0 | 0 | 0 | 0 | 0 | 0 | 0
Brunswick | 0.031933 | 0.214 | 0 |  | 495 | 0.0268 | 0.0023 | 0 | 0 | 0.001 | 0.0018333 | 54.1414 | 495 | 495 | 495 | 495 | 495 | Columbus | 0.0268 | 0.0268 | 0.0268 | 0.0268 | 0.0268 | 0.0023 | 0.0023 | 0.0023 | 0.0023 | 0.0023 | 0 | 0 | 0 | 0 | 0 | 0 | 0 | 0 | 0 | 0 | 0.001 | 0.001 | 0.001 | 0.001 | 0.001 | 0.0018 | 0.0018 | 0.0018 | 0.0018 | 0.0018 | 0 | 0 | 0 | 0 | 0 | 0 | 0 | 0 | 0 | 0 | 0 | 0 | 0 | 0 | 0 | 0 | 0 | 0 | 0 | 0
Brunswick County | 17.0338 | 30.689 | 5.7672 |  | 106580 | 7.1271 | 0 | 1.852 | 0 | 0.7716 | 1.516 | 66.8709 | 135812 | 165000 | 194000 | 223000 | 252000 | Brunswick | 9.055 | 11.5 | 14.6 | 18.55 | 23.56 | 0 | 0 | 0 | 0 | 0 | 1.5 | 1.5 | 1.5 | 1.5 | 1.5 | 0 | 0 | 0 | 0 | 0 | 2.105 | 2.472 | 2.937 | 3.529 | 4.28 | 2.153 | 2.6313 | 3.2376 | 4.01 | 4.9897 | 26 | 26 | 26 | 26 | 26 | 0 | 0 | 0 | 0 | 0 | 24 | 24 | 24 | 24 | 24 | 11.708 | 11.708 | 11.708 | 11.708 | 11.708
Brunswick Regional WSD | 2.0375 | 1 | 0 |  | 30480 | 1.4105 | 0.1561 | 0 | 0.0315 | 0.28 | 0.15942 | 46.2762 | 37151 | 45282 | 55194 | 37275 | 87002 | Brunswick | 1.7189 | 2.0283 | 2.3928 | 2.823 | 3.3306 | 0.184 | 0.2164 | 0.2551 | 0.301 | 0.3553 | 0 | 0 | 0 | 0 | 0 | 0.372 | 0.4386 | 0.5169 | 0.6096 | 0.7185 | 0.5723 | 0.6749 | 0.7955 | 0.9386 | 1.106 | 0.2441 | 0.2879 | 0.3395 | 0.4005 | 0.4724 | 6 | 6 | 6 | 6 | 6 | 0 | 0 | 0 | 0 | 0 | 2.0447 | 2.0447 | 2.0447 | 2.0447 | 2.0447 | 0 | 0 | 0 | 0 | 0
Bryson City | 0.57122 | 1 | 0 |  | 4395 | 0.1299 | 0.15 | 0.019 | 0 | 0.0204 | 0.25192 | 29.5563 | 4482 | 4571 | 4662 | 4755 | 4850 | Swain | 0.1324 | 0.135 | 0.1377 | 0.1404 | 0.1432 | 0.153 | 0.156 | 0.1591 | 0.1622 | 0.1654 | 0.02 | 0.0194 | 0.0198 | 0.0202 | 0.0206 | 0 | 0 | 0 | 0 | 0 | 0.0208 | 0.0212 | 0.0215 | 0.0216 | 0.022 | 0.4426 | 0.4514 | 0.4604 | 0.4691 | 0.4783 | 0 | 0 | 0 | 0 | 0 | 0 | 0 | 0 | 0 | 0 | 0 | 0 | 0 | 0 | 0 | 0 | 0 | 0 | 0 | 0
Bunn | 0.11748 | 0.5 | 0 |  | 915 | 0.0782 | 0.007 | 0 | 0.008 | 0.001 | 0.023283 | 85.4645 | 933 | 1031 | 1128 | 1233 | 1349 | Franklin | 0.079 | 0.088 | 0.096 | 0.105 | 0.115 | 0.007 | 0.007 | 0.008 | 0.009 | 0.01 | 0 | 0 | 0 | 0 | 0 | 0.008 | 0.009 | 0.009 | 0.01 | 0.011 | 0.001 | 0.001 | 0.001 | 0.001 | 0.001 | 0.0232 | 0.0256 | 0.028 | 0.0307 | 0.0336 | 0 | 0 | 0 | 0 | 0 | 0 | 0 | 0 | 0 | 0 | 0.5 | 0.5 | 0.5 | 0.5 | 0.5 | 0 | 0 | 0 | 0 | 0
Burgaw | 0.359 | 0.924 | 0 |  | 4250 | 0.11 | 0.052 | 0.036 | 0.079 | 0.009 | 0.073 | 25.8824 | 4356 | 4868 | 5380 | 5892 | 6404 | Pender | 0.109 | 0.122 | 0.135 | 0.147 | 0.16 | 0.135 | 0.138 | 0.14 | 0.142 | 0.145 | 0.022 | 0.023 | 0.023 | 0.026 | 0.026 | 0.065 | 0.066 | 0.067 | 0.067 | 0.069 | 0.01 | 0.013 | 0.014 | 0.015 | 0.016 | 0.0512 | 0.0543 | 0.0569 | 0.0595 | 0.0624 | 0 | 0 | 0 | 0 | 0 | 0 | 0 | 0 | 0 | 0 | 0 | 0 | 0 | 0 | 0 | 0 | 0 | 0 | 0 | 0
Burke County | 0.4225 | 1.1 | 0 |  | 5640 | 0.2229 | 0.0083 | 0.0432 | 0.0035 | 0.0383 | 0.1063 | 39.5213 | 6148 | 6701 | 7304 | 7961 | 8678 | Burke | 0.2459 | 0.2681 | 0.2922 | 0.3105 | 0.3384 | 0.01 | 0.012 | 0.014 | 0.016 | 0.018 | 0.0487 | 0.053 | 0.0577 | 0.0628 | 0.0684 | 0.0035 | 0.0038 | 0.0041 | 0.0044 | 0.0048 | 0.0383 | 0.0383 | 0.0383 | 0.0383 | 0.0383 | 0.098 | 0.106 | 0.1148 | 0.1242 | 0.1345 | 0 | 0 | 0 | 0 | 0 | 0 | 0 | 0 | 0 | 0 | 1.1784 | 1.1784 | 1.1784 | 1.1784 | 1.1784 | 0 | 0 | 0 | 0 | 0
Burlington | 12.0744 | 50.2 | 3.7597 |  | 55996 | 2.8887 | 2.9891 | 0 | 0 | 0.5857 | 1.8512 | 51.5876 | 61495 | 66995 | 72494 | 77993 | 83493 | Alamance | 3.1724 | 3.4561 | 3.7398 | 4.0235 | 4.3072 | 3.3232 | 3.5112 | 3.9697 | 4.2929 | 4.6161 | 0 | 0 | 0 | 0 | 0 | 0 | 0 | 0 | 0 | 0 | 0.6473 | 0.6943 | 0.7682 | 0.8287 | 0.8892 | 2.1587 | 2.3018 | 2.5524 | 2.7027 | 2.8873 | 0 | 0 | 0 | 0 | 0 | 0 | 0 | 0 | 0 | 0 | 0.0154 | 0.0154 | 0.0154 | 0.0154 | 0.0154 | 11.7 | 11.7 | 11.7 | 11.7 | 11.7
Burnsville | 0.78868 | 1.48 | 0 |  | 3840 | 0.154 | 0.08 | 0.048 | 0.034 | 0.035 | 0.43768 | 40.1042 | 3900 | 3940 | 3980 | 4020 | 4060 | Yancey | 0.155 | 0.156 | 0.157 | 0.158 | 0.16 | 0.081 | 0.082 | 0.082 | 0.083 | 0.084 | 0.05 | 0.052 | 0.054 | 0.056 | 0.058 | 0.035 | 0.036 | 0.037 | 0.038 | 0.039 | 0.035 | 0.035 | 0.035 | 0.035 | 0.035 | 0.4613 | 0.4817 | 0.5021 | 0.5225 | 0.5429 | 0 | 0 | 0 | 0 | 0 | 0 | 0 | 0 | 0 | 0 | 0 | 0 | 0 | 0 | 0 | 0 | 0 | 0 | 0 | 0
Caldwell Co (Addison Lane) | 0.00625 | 0.1 | 0 |  | 138 | 0.006 | 0 | 0 | 0 | 0 | 0.00025 | 43.4783 | 140 | 142 | 144 | 146 | 148 | Caldwell | 0.006 | 0.006 | 0.006 | 0.006 | 0.006 | 0 | 0 | 0 | 0 | 0 | 0 | 0 | 0 | 0 | 0 | 0 | 0 | 0 | 0 | 0 | 0 | 0 | 0 | 0 | 0 | 0.0003 | 0.0003 | 0.0003 | 0.0003 | 0.0003 | 0 | 0 | 0 | 0 | 0 | 0 | 0 | 0 | 0 | 0 | 0.1 | 0.1 | 0.1 | 0.1 | 0.1 | 0 | 0 | 0 | 0 | 0
Caldwell Co (North) | 0.048333 | 0.066 | 0 |  | 253 | 0.0119 | 0.0011 | 0.028 | 0.0009 | 0.0001 | 0.0063333 | 47.0356 | 256 | 258 | 261 | 263 | 266 | Caldwell | 0.012 | 0.0121 | 0.0123 | 0.0124 | 0.0125 | 0.0011 | 0.0011 | 0.0011 | 0.0011 | 0.0011 | 0.028 | 0.028 | 0.028 | 0.028 | 0.028 | 0.0009 | 0.001 | 0.001 | 0.001 | 0.001 | 0.0001 | 0.0001 | 0.0001 | 0.0001 | 0.0001 | 0.0061 | 0.0061 | 0.0061 | 0.0061 | 0.0061 | 0.015 | 0.015 | 0.015 | 0.015 | 0.015 | 0 | 0 | 0 | 0 | 0 | 0.066 | 0.066 | 0.066 | 0.066 | 0.066 | 0 | 0 | 0 | 0 | 0
Caldwell Co (Southeast) | 1.0394 | 1.309 | 0.060064 |  | 14713 | 0.7309 | 0.039 | 0.0802 | 0.0139 | 0.0059 | 0.10945 | 49.6772 | 14743 | 14793 | 14833 | 14883 | 14923 | Caldwell | 0.7319 | 0.7329 | 0.7339 | 0.7349 | 0.7359 | 0.039 | 0.039 | 0.039 | 0.039 | 0.039 | 0.0802 | 0.0805 | 0.0805 | 0.0807 | 0.0807 | 0.0139 | 0.014 | 0.014 | 0.0141 | 0.0141 | 0.0059 | 0.0059 | 0.0055 | 0.005 | 0.005 | 0.108 | 0.1082 | 0.1083 | 0.1084 | 0.1085 | 0 | 0 | 0 | 0 | 0 | 0 | 0 | 0 | 0 | 0 | 1.309 | 1.309 | 1.309 | 1.309 | 1.309 | 0.0599 | 0.0599 | 0.0599 | 0.0599 | 0.0599
Caldwell Co (West) | 0.63775 | 0.675 | 0 |  | 8518 | 0.4285 | 0.0527 | 0.055 | 0.0501 | 0.0033 | 0.04815 | 50.3052 | 8558 | 8598 | 8638 | 8678 | 8708 | Caldwell | 0.429 | 0.429 | 0.43 | 0.43 | 0.4305 | 0.0527 | 0.0527 | 0.0527 | 0.0529 | 0.0529 | 0.055 | 0.055 | 0.055 | 0.0555 | 0.0555 | 0.0501 | 0.0501 | 0.0501 | 0.0502 | 0.0502 | 0.0033 | 0.0033 | 0.0035 | 0.0035 | 0.0037 | 0.0466 | 0.0466 | 0.0467 | 0.0468 | 0.0469 | 0.12 | 0.12 | 0.12 | 0.12 | 0.12 | 0 | 0 | 0 | 0 | 0 | 0.675 | 0.675 | 0.675 | 0.675 | 0.675 | 0 | 0 | 0 | 0 | 0
Calypso | 0.064 | 0.25 | 0 |  | 553 | 0.029 | 0.001 | 0.0202 | 0.008 | 0.0011 | 0.0047 | 52.4412 | 754 | 765 | 845 | 845 | 845 | Duplin | 0.034 | 0.037 | 0.041 | 0.045 | 0.045 | 0.007 | 0.008 | 0.009 | 0.01 | 0.01 | 0.039 | 0.04 | 0.041 | 0.042 | 0.045 | 0.009 | 0.009 | 0.01 | 0.01 | 0.01 | 0.003 | 0.003 | 0.003 | 0.003 | 0.03 | 0.0053 | 0.0056 | 0.006 | 0.0064 | 0.0081 | 0 | 0 | 0 | 0 | 0 | 0 | 0 | 0 | 0 | 0 | 0 | 0 | 0 | 0 | 0 | 0 | 0 | 0 | 0 | 0
Cameron | ERROR | 0.083 | 0 |  | 490 | 0 | 0 | 0 | 0 | 0 | #VALUE! | 0 | 0 | 0 | 0 | 0 | 0 | Moore | 0 | 0 | 0 | 0 | 0 | 0 | 0 | 0 | 0 | 0 | 0 | 0 | 0 | 0 | 0 | 0 | 0 | 0 | 0 | 0 | 0 | 0 | 0 | 0 | 0 | 0 | 0 | 0 | 0 | 0 | 0 | 0 | 0 | 0 | 0 | 0 | 0 | 0 | 0 | 0 | 0 | 0 | 0 | 0 | 0 | 0 | 0 | 0 | 0 | 0
Camp Lejeune (Hadnot Point) | 1.8834 | 20.5 | 0 |  | 37500 | 0 | 0 | 1.4691 | 0 | 0.2453 | 0.16902 | 0 | 37500 | 37500 | 37500 | 37500 | 37500 | Onslow | 0 | 0 | 0 | 0 | 0 | 0 | 0 | 0 | 0 | 0 | 1.4201 | 1.4201 | 1.4201 | 1.4201 | 1.4201 | 0 | 0 | 0 | 0 | 0 | 0.2453 | 0.2453 | 0.2453 | 0.2453 | 0.2453 | 0.0916 | 0.0916 | 0.0916 | 0.0916 | 0.0916 | 0 | 0 | 0 | 0 | 0 | 0 | 0 | 0 | 0 | 0 | 0 | 0 | 0 | 0 | 0 | 0 | 0 | 0 | 0 | 0
Camp Lejeune (Holcomb Blvd) | 2.135 | 3.814 | 0 |  | 17000 | 0 | 0 | 1.7081 | 0 | 0.2503 | 0.1766 | 0 | 17000 | 17000 | 17000 | 17000 | 17000 | Onslow | 0 | 0 | 0 | 0 | 0 | 0 | 0 | 0 | 0 | 0 | 2.4687 | 2.4687 | 2.4687 | 2.4687 | 2.4687 | 0 | 0 | 0 | 0 | 0 | 0.2503 | 0.2503 | 0.2503 | 0.2503 | 0.2503 | 0.2073 | 0.2073 | 0.2073 | 0.2073 | 0.2073 | 0 | 0 | 0 | 0 | 0 | 0 | 0 | 0 | 0 | 0 | 0 | 0 | 0 | 0 | 0 | 0 | 0 | 0 | 0 | 0
Camp Lejeune (New River Air Station) | 0.76433 | 3.72 | 0 |  | 11500 | 0 | 0 | 0.5349 | 0 | 0.1499 | 0.079533 | 0 | 11500 | 11500 | 11500 | 11500 | 11500 | Onslow | 0 | 0 | 0 | 0 | 0 | 0 | 0 | 0 | 0 | 0 | 0.6328 | 0.6238 | 0.6148 | 0.6058 | 0.5968 | 0 | 0 | 0 | 0 | 0 | 0.1499 | 0.1499 | 0.1499 | 0.1499 | 0.1499 | 0.0647 | 0.0639 | 0.0632 | 0.0625 | 0.0617 | 0 | 0 | 0 | 0 | 0 | 0 | 0 | 0 | 0 | 0 | 0 | 0 | 0 | 0 | 0 | 0 | 0 | 0 | 0 | 0
Camp Lejeune (Rifle Range) | 0.24767 | 0.59 | 0 |  | 750 | 0 | 0 | 0.1477 | 0 | 0.1 | -2.5e-05 | 0 | 3500 | 3500 | 3500 | 3500 | 3500 | Onslow | 0 | 0 | 0 | 0 | 0 | 0 | 0 | 0 | 0 | 0 | 0.236 | 0.339 | 0.442 | 0.545 | 0.648 | 0 | 0 | 0 | 0 | 0 | 0.1 | 0.1 | 0.1 | 0.1 | 0.1 | 0 | 0 | 0 | 0 | 0 | 0 | 0 | 0.345 | 0.345 | 0.345 | 0 | 0 | 0 | 0 | 0 | 0.59 | 0.59 | 0.59 | 0.59 | 0.59 | 0 | 0 | 0 | 0 | 0
Candor | 0.12125 | 0.17 | 0 |  | 850 | 0.04 | 0.013 | 0.051 | 0.003 | 0 | 0.01425 | 47.0588 | 850 | 850 | 850 | 850 | 850 | Montgomery | 0.04 | 0.04 | 0.04 | 0.04 | 0.04 | 0.013 | 0.013 | 0.013 | 0.013 | 0.013 | 0.055 | 0.055 | 0.055 | 0.055 | 0.055 | 0.003 | 0.003 | 0.003 | 0.003 | 0.003 | 0 | 0 | 0 | 0 | 0 | 0.0142 | 0.0142 | 0.0142 | 0.0142 | 0.0142 | 0 | 0 | 0 | 0 | 0 | 0 | 0 | 0 | 0 | 0 | 0.17 | 0.17 | 0.17 | 0.17 | 0.17 | 0 | 0 | 0 | 0 | 0
Canton | ERROR | 6.8 | 0 |  | 0 | 0 | 0 | 0 | 0 | 0 | #VALUE! | ERROR | 5189 | 5594 | 6030 | 6050 | 0 | Haywood | 0.415 | 0.447 | 0.482 | 0.5 | 0 | 0.199 | 0.204 | 0.22 | 0.225 | 0 | 0.166 | 0.179 | 0.193 | 0.2 | 0 | 0.013 | 0.014 | 0.015 | 0.016 | 0 | 0.042 | 0.045 | 0.046 | 0.047 | 0 | 0.1379 | 0.1418 | 0.1467 | 0.149 | 0 | 0 | 0 | 0 | 0 | 0 | 0 | 0 | 0 | 0 | 0 | 0 | 0 | 0 | 0 | 0 | 1 | 1 | 1 | 1 | 1
Cape Fear Public Utility Authority - Wilmington | 20.7629 | 40.966 | 0.16197 |  | 190456 | 10.6132 | 2.9472 | 0.1817 | 0.7736 | 2.3943 | 3.691 | 55.7252 | 195943 | 201062 | 206316 | 211706 | 217230 | New Hanover | 11.034 | 11.322 | 11.618 | 11.921 | 12.233 | 4.633 | 5.816 | 7.301 | 9.166 | 11.506 | 0.221 | 0.235 | 0.249 | 0.265 | 0.281 | 1.38 | 1.585 | 1.822 | 2.094 | 2.407 | 2.833 | 3.13 | 3.457 | 3.819 | 4.218 | 2.615 | 2.867 | 3.165 | 3.522 | 3.863 | 19.86 | 19.86 | 19.86 | 19.86 | 19.86 | 0 | 0 | 0 | 0 | 0 | 23 | 23 | 23 | 23 | 23 | 0.0825 | 0.0825 | 0.0825 | 0.0825 | 0.0825
Carolina Beach | 1.0298 | 2.012 | 0 |  | 11786 | 0.652 | 0.134 | 0 | 0.002 | 0.041 | 0.20084 | 55.3199 | 12000 | 13200 | 16793 | 18000 | 18000 | New Hanover | 0.8 | 1 | 1.2 | 1.2 | 1.2 | 0.02 | 0.02 | 0.02 | 0.02 | 0.02 | 0 | 0 | 0 | 0 | 0 | 0.002 | 0.002 | 0.002 | 0.002 | 0.002 | 0.021 | 0.03 | 0.04 | 0.05 | 0.05 | 0.16 | 0.19 | 0.23 | 0.24 | 0.24 | 0 | 0 | 0 | 0 | 0 | 0 | 0 | 0 | 0 | 0 | 0 | 0 | 0 | 0 | 0 | 0 | 0 | 0 | 0 | 0
Carolina Trace WS | 0.20767 | 0.289 | 0 |  | 4571 | 0.1822 | 0.0042 | 0 | 0 | 0.0071 | 0.014167 | 39.86 | 5220 | 5220 | 5220 | 5220 | 5220 | Lee | 0.2 | 0.2 | 0.2 | 0.2 | 0.2 | 0.004 | 0.004 | 0.004 | 0.004 | 0.004 | 0 | 0 | 0 | 0 | 0 | 0 | 0 | 0 | 0 | 0 | 0.009 | 0.009 | 0.009 | 0.009 | 0.009 | 0.0131 | 0.0131 | 0.0131 | 0.0131 | 0.0131 | 0 | 0 | 0 | 0 | 0 | 0 | 0 | 0 | 0 | 0 | 0.289 | 0.289 | 0.289 | 0.289 | 0.289 | 0 | 0 | 0 | 0 | 0
Carthage | 0.30958 | 1 | 0 |  | 3609 | 0.2361 | 0.007 | 0 | 0.002 | 0.02 | 0.044483 | 65.4198 | 3970 | 4367 | 4804 | 5284 | 5812 | Moore | 0.2597 | 0.2857 | 0.3143 | 0.3457 | 0.3803 | 0.007 | 0.007 | 0.007 | 0.007 | 0.007 | 0 | 0 | 0 | 0 | 0 | 0.002 | 0.002 | 0.002 | 0.002 | 0.002 | 0.02 | 0.02 | 0.02 | 0.02 | 0.02 | 0.0464 | 0.0506 | 0.0552 | 0.0602 | 0.0658 | 0 | 0 | 0 | 0 | 0 | 0 | 0 | 0 | 0 | 0 | 0 | 0 | 0 | 0 | 0 | 0 | 0 | 0 | 0 | 0
Cary | 19.1858 | 35.6 | 0.21624 |  | 201711 | 10.08 | 2.8 | 0.36 | 0.16 | 3.1 | 2.4696 | 49.9725 | 211511 | 220625 | 229739 | 238853 | 242554 | Wake | 11.9 | 13.2 | 13.7 | 14.2 | 14.4 | 4.8 | 5.8 | 7.5 | 9.1 | 10.1 | 1.1 | 1.5 | 1.6 | 1.7 | 1.7 | 0.3 | 0.3 | 0.3 | 0.3 | 0.3 | 3.9 | 4.3 | 4.8 | 5.2 | 5.5 | 1.4 | 1.6 | 1.8 | 2 | 2.1 | 0 | 1.9 | 1.9 | 1.9 | 1.9 | 0 | 0 | 0 | 0 | 0 | 0 | 0 | 0 | 0 | 0 | 0.4 | 0.4 | 0.4 | 0.4 | 0.4
Central Nash WSD | 0.34233 | 0.45 | 0 |  | 5920 | 0.265 | 0.035 | 0 | 0 | 0.004 | 0.038333 | 44.7635 | 6220 | 6531 | 6857 | 7200 | 7560 | Nash | 0.2783 | 0.2922 | 0.3068 | 0.3083 | 0.3237 | 0.0367 | 0.0386 | 0.0405 | 0.0425 | 0.045 | 0 | 0 | 0 | 0 | 0 | 0 | 0 | 0 | 0 | 0 | 0 | 0 | 0 | 0 | 0 | 0.036 | 0.037 | 0.038 | 0.039 | 0.04 | 0 | 0 | 0 | 0 | 0 | 0 | 0 | 0 | 0 | 0 | 0.45 | 0.45 | 0.45 | 0.45 | 0.45 | 0 | 0 | 0 | 0 | 0
Cerro Gordo | 0.0121 | 0.058 | 0 |  | 231 | 0.0079 | 0.0002 | 0 | 0.0022 | 0.001 | 0.0008 | 34.1991 | 231 | 232 | 233 | 234 | 235 | Columbus | 0.0086 | 0.0087 | 0.0088 | 0.0089 | 0.009 | 0.0002 | 0.0003 | 0.0004 | 0.0005 | 0.0006 | 0 | 0 | 0 | 0 | 0 | 0.0025 | 0.0025 | 0.0025 | 0.0025 | 0.0025 | 0.001 | 0.001 | 0.001 | 0.001 | 0.001 | 0.0007 | 0.0007 | 0.0007 | 0.0007 | 0.0007 | 0 | 0 | 0 | 0 | 0 | 0 | 0 | 0 | 0 | 0 | 0 | 0 | 0 | 0 | 0 | 0 | 0 | 0 | 0 | 0
Chadbourn | 0.24635 | 0.933 | 0 |  | 1764 | 0.129 | 0.0237 | 0 | 0.0005 | 0.0686 | 0.02455 | 73.1293 | 1850 | 1850 | 1850 | 1850 | 1850 | Columbus | 0.096 | 0.096 | 0.096 | 0.096 | 0.096 | 0.0332 | 0.0332 | 0.0332 | 0.0332 | 0.0332 | 0.025 | 0.025 | 0.025 | 0.025 | 0.025 | 0.0005 | 0.0005 | 0.0005 | 0.0005 | 0.0005 | 0.08 | 0.08 | 0.08 | 0.08 | 0.08 | 0.0292 | 0.0292 | 0.0292 | 0.0292 | 0.0292 | 0 | 0 | 0 | 0 | 0 | 0 | 0 | 0 | 0 | 0 | 0 | 0 | 0 | 0 | 0 | 0 | 0 | 0 | 0 | 0
Charlotte Water | 108.2529 | 276 | 0.68283 |  | 1093901 | 58.2767 | 21.0998 | 2.6238 | 3.4161 | 13.54 | 8.6137 | 53.2742 | 1384382 | 1648899 | 1913416 | 2177933 | 2442450 | Mecklenburg | 77.689 | 92.533 | 107.377 | 122.221 | 137.065 | 27.45 | 32.695 | 37.94 | 43.185 | 48.43 | 2.747 | 2.747 | 2.747 | 2.747 | 2.747 | 6.515 | 7.759 | 9.004 | 10.249 | 11.494 | 7.612 | 9.031 | 10.451 | 11.87 | 13.29 | 21.2146 | 25.1705 | 29.1268 | 33.0829 | 37.0392 | 0 | 0 | 0 | 0 | 0 | 0 | 0 | 0 | 0 | 0 | 5 | 5 | 5 | 5 | 5 | 5.445 | 5.445 | 5.445 | 5.445 | 5.445
Chatham County Asbury Water System | 0.43225 | 1.5 | 0.2759 |  | 1437 | 0.052 | 0.009 | 0.0113 | 0.0034 | 0.047 | 0.03365 | 36.1865 | 1471 | 1591 | 1846 | 2143 | 2350 | Chatham | 0.057 | 0.066 | 0.077 | 0.089 | 0.098 | 0.004 | 0.004 | 0.005 | 0.005 | 0.005 | 0.024 | 0.027 | 0.03 | 0.033 | 0.036 | 0.009 | 0.01 | 0.01 | 0.011 | 0.011 | 0.044 | 0.044 | 0.044 | 0.044 | 0.044 | 0.0375 | 0.041 | 0.0451 | 0.0494 | 0.0527 | 0 | 0 | 0 | 0 | 0 | 0.5 | 0.5 | 0.5 | 0.5 | 0.5 | 1.5 | 1.5 | 1.5 | 1.5 | 1.5 | 0.2759 | 0.2759 | 0.2759 | 0.2759 | 0.2759
Chatham County North Water System | 2.0635 | 7 | 0 |  | 20945 | 1.2902 | 0.1199 | 0.1876 | 0.0248 | 0.124 | 0.31698 | 61.5994 | 25883 | 41610 | 57338 | 73998 | 93995 | Chatham | 2.4 | 3.95 | 5.45 | 6.97 | 8.93 | 0.277 | 0.531 | 0.839 | 1.074 | 1.374 | 0.36 | 0.69 | 1.09 | 1.395 | 1.785 | 0.083 | 0.159 | 0.251 | 0.321 | 0.411 | 0.1 | 0.15 | 0.2 | 0.25 | 0.3 | 0.5852 | 0.9959 | 1.423 | 1.8192 | 2.3262 | 7 | 12 | 12 | 12 | 12 | 0 | 0 | 0 | 0 | 0 | 4 | 4 | 4 | 4 | 4 | 0 | 0 | 0 | 0 | 0
Chatham County Southwest Water System | 0.33144 | 1 | 0.0745 |  | 2295 | 0.0965 | 0.0545 | 0.0566 | 0.0154 | 0.02 | 0.013942 | 42.0479 | 2601 | 3019 | 3503 | 4068 | 4719 | Chatham | 0.104 | 0.121 | 0.14 | 0.163 | 0.189 | 0.06 | 0.065 | 0.07 | 0.075 | 0.08 | 0.06 | 0.065 | 0.07 | 0.075 | 0.08 | 0.016 | 0.0165 | 0.017 | 0.0175 | 0.018 | 0.034 | 0.034 | 0.034 | 0.034 | 0.034 | 0.0107 | 0.0118 | 0.0129 | 0.0142 | 0.0157 | 0.5 | 0.5 | 0.5 | 0.5 | 0.5 | 0 | 0 | 0 | 0 | 0 | 1.2759 | 1.2759 | 1.2759 | 1.2759 | 1.2759 | 0.025 | 0.025 | 0.025 | 0.025 | 0.025
Cherry Point MCAS | 3.857 | 9.63 | 0 |  | 17144 | 0.901 | 0.3 | 1.65 | 0.2 | 0.49 | 0.316 | 52.5548 | 17144 | 17144 | 17144 | 17144 | 17144 | Craven | 1 | 1 | 1 | 1 | 1 | 0.2 | 0.2 | 0.2 | 0.2 | 0.2 | 2 | 2 | 2 | 2 | 2 | 0.1 | 0.1 | 0.1 | 0.1 | 0.1 | 0.39 | 0.39 | 0.39 | 0.39 | 0.39 | 0.292 | 0.292 | 0.292 | 0.292 | 0.292 | 0.72 | 0.72 | 0.72 | 0.72 | 0.72 | 0 | 0 | 0 | 0 | 0 | 0 | 0 | 0 | 0 | 0 | 0 | 0 | 0 | 0 | 0
Cherryville | 0.75108 | 3.2 | 0 |  | 6102 | 0.304 | 0.067 | 0.03 | 0.007 | 0.3 | 0.043083 | 49.8197 | 7322 | 8787 | 10544 | 12653 | 15184 | Gaston | 0.3808 | 0.4569 | 0.5483 | 0.66 | 0.79 | 0.074 | 0.0888 | 0.1066 | 0.1279 | 0.1534 | 0.055 | 0.06 | 0.065 | 0.07 | 0.075 | 0.01 | 0.011 | 0.013 | 0.014 | 0.016 | 0.28 | 0.2828 | 0.2856 | 0.2885 | 0.2914 | 0.0447 | 0.0528 | 0.063 | 0.0748 | 0.0892 | 0 | 0 | 0 | 0 | 0 | 0 | 0 | 0 | 0 | 0 | 0 | 0 | 0 | 0 | 0 | 0 | 0 | 0 | 0 | 0
Chimney Rock Water Works | 0.025058 | 0.21 | 0 |  | 177 | 0.0174 | 0 | 0 | 0 | 0.01 | -0.0023417 | 98.3051 | 180 | 185 | 190 | 200 | 215 | Rutherford | 0.018 | 0.0185 | 0.019 | 0.0195 | 0.02 | 0 | 0 | 0 | 0 | 0 | 0 | 0 | 0 | 0 | 0 | 0 | 0 | 0 | 0 | 0 | 0.01 | 0.01 | 0.01 | 0.01 | 0.01 | 0.004 | 0.004 | 0.004 | 0.004 | 0.004 | 0 | 0 | 0 | 0 | 0 | 0 | 0 | 0 | 0 | 0 | 0.013 | 0.013 | 0.013 | 0.013 | 0.013 | 0.013 | 0.013 | 0.013 | 0.013 | 0.013
China Grove | 0.46827 | 2 | 0 |  | 4641 | 0.1838 | 0.0344 | 0.0042 | 0.0281 | 0.1774 | 0.040367 | 39.6035 | 4826 | 5021 | 5224 | 5435 | 5544 | Rowan | 0.241 | 0.251 | 0.261 | 0.272 | 0.277 | 0.036 | 0.038 | 0.04 | 0.042 | 0.044 | 0.004 | 0.004 | 0.004 | 0.005 | 0.005 | 0.029 | 0.029 | 0.03 | 0.03 | 0.031 | 0.186 | 0.196 | 0.205 | 0.216 | 0.226 | 0.0465 | 0.0485 | 0.0506 | 0.0529 | 0.0546 | 0 | 0 | 0 | 0 | 0 | 0 | 0 | 0 | 0 | 0 | 2 | 2 | 2 | 2 | 2 | 0 | 0 | 0 | 0 | 0
Chinquapin Water Association | 0.32114 | 0.8531 | 0.042717 |  | 4686 | 0.254 | 0.003 | 0 | 0.003 | 0.001 | 0.017425 | 54.204 | 4738 | 4785 | 4833 | 4881 | 4929 | Duplin | 0.2369 | 0.2393 | 0.2417 | 0.2441 | 0.2465 | 0.003 | 0.0031 | 0.0031 | 0.0031 | 0.0031 | 0 | 0 | 0 | 0 | 0 | 0.02 | 0.02 | 0.02 | 0.02 | 0.02 | 0.001 | 0.001 | 0.001 | 0.001 | 0.001 | 0.0196 | 0.0203 | 0.021 | 0.0217 | 0.0224 | 0 | 0 | 0 | 0 | 0 | 0 | 0 | 0 | 0 | 0 | 0 | 0 | 0 | 0 | 0 | 0 | 0 | 0 | 0 | 0
Chocowinity | 0.18663 | 0.702 | 0.0083556 |  | 2500 | 0.108 | 0.04 | 0 | 0.01 | 0.0144 | 0.0058777 | 43.2 | 2900 | 3100 | 3300 | 3600 | 3900 | Beaufort | 0.2 | 0.22 | 0.24 | 0.26 | 0.28 | 0.03 | 0.035 | 0.04 | 0.045 | 0.05 | 0.012 | 0.014 | 0.016 | 0.018 | 0.02 | 0.009 | 0.011 | 0.013 | 0.015 | 0.017 | 0.015 | 0.02 | 0.025 | 0.03 | 0.035 | 0.0089 | 0.0101 | 0.0112 | 0.0124 | 0.0135 | 0 | 0 | 0 | 0 | 0 | 0 | 0 | 0 | 0 | 0 | 0 | 0 | 0 | 0 | 0 | 0 | 0 | 0 | 0 | 0
Chowan County | 0.93983 | 2.015 | 0 |  | 10762 | 0.532 | 0.065 | 0.015 | 0.02 | 0.14 | 0.16783 | 49.4332 | 10977 | 11197 | 11421 | 11649 | 11882 | Chowan | 0.535 | 0.551 | 0.562 | 0.574 | 0.597 | 0.068 | 0.069 | 0.07 | 0.072 | 0.073 | 0.015 | 0.016 | 0.017 | 0.018 | 0.019 | 0.021 | 0.022 | 0.023 | 0.024 | 0.025 | 0.14 | 0.141 | 0.142 | 0.143 | 0.144 | 0.2096 | 0.215 | 0.219 | 0.2236 | 0.2308 | 0 | 0 | 0 | 0 | 0 | 0 | 0 | 0 | 0 | 0 | 0 | 0 | 0 | 0 | 0 | 0 | 0 | 0 | 0 | 0
City of Randleman | 0.87642 | 1.125 | 0 |  | 4175 | 0.217 | 0.062 | 0.419 | 0.028 | 0.02 | 0.13042 | 51.976 | 4238 | 4301 | 4364 | 4427 | 4490 | Randolph | 0.2204 | 0.2237 | 0.2269 | 0.2302 | 0.2335 | 0.0626 | 0.0632 | 0.0639 | 0.0645 | 0.0652 | 0.449 | 0.479 | 0.509 | 0.539 | 0.569 | 0.036 | 0.044 | 0.052 | 0.06 | 0.068 | 0.025 | 0.025 | 0.025 | 0.025 | 0.025 | 0.05 | 0.055 | 0.06 | 0.065 | 0.07 | 0 | 0 | 0 | 0 | 0 | 0 | 0 | 0 | 0 | 0 | 1.125 | 1.125 | 1.125 | 1.125 | 1.125 | 0 | 0 | 0 | 0 | 0
City of Winston-Salem | 37.0167 | 133 | 0.50485 |  | 377772 | 15.43 | 9.76 | 5.22 | 0.076 | 0.93 | 5.0958 | 40.8447 | 401000 | 453000 | 505000 | 557000 | 629410 | Forsyth | 19.317 | 20.838 | 22.725 | 25.065 | 27.5715 | 11.23 | 12.68 | 14.14 | 15.6 | 17.16 | 8.02 | 9.06 | 10.1 | 11.14 | 12.254 | 1.489 | 1.606 | 1.751 | 1.931 | 2.1241 | 2.2 | 2.4 | 2.6 | 2.8 | 3.08 | 4.5716 | 5.0399 | 5.5518 | 6.1166 | 6.7283 | 0 | 0 | 0 | 0 | 0 | 0 | 0 | 0 | 0 | 0 | 0 | 0 | 0 | 0 | 0 | 5.5 | 5.5 | 5.5 | 5.5 | 5.5
Claremont | 0.31326 | 0.58 | 0 |  | 2360 | 0.0975 | 0 | 0.2157 | 0 | 0.0017 | -0.0016417 | 41.3136 | 2431 | 2504 | 2579 | 2656 | 2736 | Catawba | 0.1004 | 0.1034 | 0.1065 | 0.1097 | 0.113 | 0 | 0 | 0 | 0 | 0 | 0.2222 | 0.2288 | 0.2357 | 0.2428 | 0.2501 | 0 | 0 | 0 | 0 | 0 | 0.0018 | 0.0018 | 0.0019 | 0.0019 | 0.002 | 0.0063 | 0.0065 | 0.0067 | 0.0069 | 0.0071 | 0 | 0 | 0 | 0 | 0 | 0 | 0 | 0 | 0 | 0 | 0.58 | 0.58 | 0.58 | 0.58 | 0.58 | 0 | 0 | 0 | 0 | 0
Clarkton | 0.16739 | 0.684 | 0 |  | 1500 | 0.043 | 0.0072 | 0.09 | 0.005 | 0.002 | 0.020192 | 28.6667 | 1502 | 1503 | 1505 | 1506 | 1508 | Bladen | 0.06 | 0.06 | 0.06 | 0.06 | 0.06 | 0.008 | 0.008 | 0.008 | 0.008 | 0.008 | 0.065 | 0.065 | 0.065 | 0.065 | 0.065 | 0.005 | 0.005 | 0.005 | 0.005 | 0.005 | 0.003 | 0.003 | 0.003 | 0.003 | 0.003 | 0.02 | 0.02 | 0.02 | 0.02 | 0.02 | 0 | 0 | 0 | 0 | 0 | 0 | 0 | 0 | 0 | 0 | 0 | 0 | 0 | 0 | 0 | 0 | 0 | 0 | 0 | 0
Clay Co WSD | 0.19017 | 0.569 | 0 |  | 1500 | 0.0983 | 0.0557 | 0.002 | 0.01 | 0.008 | 0.016167 | 65.5333 | 1575 | 1654 | 1736 | 1823 | 1914 | Clay | 0.1071 | 0.1125 | 0.1181 | 0.124 | 0.1302 | 0.06 | 0.065 | 0.07 | 0.075 | 0.08 | 0.002 | 0.002 | 0.002 | 0.002 | 0.002 | 0.01 | 0.01 | 0.01 | 0.01 | 0.01 | 0.01 | 0.012 | 0.014 | 0.016 | 0.018 | 0.0164 | 0.0175 | 0.0186 | 0.0197 | 0.02 | 0 | 0 | 0 | 0 | 0 | 0 | 0 | 0 | 0 | 0 | 0 | 0 | 0 | 0 | 0 | 0 | 0 | 0 | 0 | 0
Clayton | 3.9917 | 5 | 0 |  | 27495 | 1.4607 | 0.3639 | 1.5508 | 0.0626 | 0.0848 | 0.4689 | 53.126 | 36951 | 49659 | 66738 | 89690 | 120535 | Johnston | 1.963 | 2.638 | 3.546 | 4.765 | 6.404 | 0.489 | 0.657 | 0.883 | 1.187 | 1.595 | 3.714 | 4.991 | 6.707 | 9.014 | 12.114 | 0.084 | 0.113 | 0.152 | 0.204 | 0.274 | 0.114 | 0.153 | 0.206 | 0.277 | 0.372 | 0.605 | 0.812 | 1.092 | 1.467 | 1.972 | 4.5 | 8 | 12.35 | 17.35 | 24.6 | 0 | 0 | 0 | 0 | 0 | 5 | 5 | 5 | 5 | 5 | 0 | 0 | 0 | 0 | 0
Cleveland | 0.066583 | 0.206 | 0 |  | 890 | 0.0439 | 0.006 | 0.0073 | 0.0041 | 0.001 | 0.0042833 | 49.3258 | 890 | 895 | 895 | 900 | 900 | Rowan | 0.0439 | 0.0445 | 0.0445 | 0.045 | 0.045 | 0.006 | 0.008 | 0.008 | 0.0085 | 0.0085 | 0.0073 | 0.0075 | 0.0075 | 0.008 | 0.008 | 0.0041 | 0.0045 | 0.0045 | 0.005 | 0.005 | 0.001 | 0.0012 | 0.0012 | 0.0015 | 0.0015 | 0.0035 | 0.004 | 0.004 | 0.0045 | 0.0045 | 0 | 0 | 0 | 0 | 0 | 0 | 0 | 0 | 0 | 0 | 0 | 0 | 0 | 0 | 0 | 0 | 0 | 0 | 0 | 0
Cleveland County Water | 4.4415 | 10 | 0.083 |  | 52618 | 2.887 | 0.3501 | 0.286 | 0.0434 | 0.412 | 0.38 | 54.8672 | 56919 | 62383 | 68371 | 73236 | 84749 | Cleveland | 3.117 | 3.265 | 3.513 | 3.8 | 4.1 | 0.4266 | 0.4607 | 0.4976 | 0.5374 | 0.5772 | 0.4 | 0.48 | 0.52 | 0.58 | 0.64 | 0.09 | 0.1 | 0.119 | 0.133 | 0.147 | 0.42 | 0.422 | 0.425 | 0.428 | 0.429 | 0.323 | 0.342 | 0.361 | 0.381 | 0.39 | 6 | 6 | 6 | 6 | 6 | 0 | 0 | 0 | 0 | 0 | 0.0003 | 0.0003 | 0.0003 | 0.0003 | 0.0003 | 1.043 | 1.043 | 1.043 | 1.043 | 1.043
Cliffdale West | 1.0959 | 1.974 | 0 |  | 15212 | 0.945 | 0.014 | 0 | 0 | 0.0001 | 0.13682 | 62.122 | 14080 | 14000 | 13900 | 13800 | 13700 | Cumberland | 0.98 | 0.975 | 0.95 | 0.9 | 0.9 | 0.013 | 0.013 | 0.013 | 0.012 | 0.011 | 0 | 0 | 0 | 0 | 0 | 0 | 0 | 0 | 0 | 0 | 0.0001 | 0.0001 | 0.0001 | 0.0001 | 0.0001 | 0.1448 | 0.144 | 0.1404 | 0.1329 | 0.1328 | 0 | 0 | 0 | 0 | 0 | 0 | 0 | 0 | 0 | 0 | 0 | 0 | 0 | 0 | 0 | 0 | 0 | 0 | 0 | 0
Clinton | 2.2087 | 6.752 | 0.353 |  | 8877 | 0.397 | 1.09 | 0 | 0 | 0.04 | 0.32872 | 44.7223 | 9903 | 11048 | 12325 | 13750 | 15340 | Sampson | 0.443 | 0.494 | 0.551 | 0.615 | 0.686 | 0.804 | 0.917 | 1.023 | 1.142 | 1.274 | 0 | 0 | 0 | 0 | 0 | 0 | 0 | 0 | 0 | 0 | 0.044 | 0.05 | 0.056 | 0.062 | 0.069 | 0.1329 | 0.1504 | 0.1678 | 0.1873 | 0.2089 | 0 | 0 | 0 | 0 | 0 | 0 | 0 | 0 | 0 | 0 | 0 | 0 | 0 | 0 | 0 | 0.525 | 0 | 0 | 0 | 0
Clyde | 0.2265 | 1 | 0 |  | 3332 | 0.132 | 0.006 | 0 | 0.002 | 0.019 | 0.0675 | 39.6158 | 3499 | 3674 | 3857 | 4050 | 4253 | Haywood | 0.154 | 0.1617 | 0.1697 | 0.1782 | 0.1871 | 0.008 | 0.01 | 0.013 | 0.016 | 0.02 | 0 | 0 | 0 | 0 | 0 | 0.004 | 0.004 | 0.004 | 0.005 | 0.005 | 0.023 | 0.029 | 0.035 | 0.041 | 0.047 | 0.0524 | 0.0569 | 0.0618 | 0.0676 | 0.074 | 0 | 0 | 0 | 0 | 0 | 0 | 0 | 0 | 0 | 0 | 1 | 1 | 1 | 1 | 1 | 0 | 0 | 0 | 0 | 0
Coats | 0.156 | 0.3 | 0 |  | 2705 | 0.1271 | 0.0094 | 0 | 0.0001 | 0.001 | 0.0184 | 46.9871 | 2705 | 2705 | 2705 | 2705 | 2705 | Harnett | 0.1271 | 0.1271 | 0.1271 | 0.1271 | 0.1271 | 0.0094 | 0.0094 | 0.0094 | 0.0094 | 0.0094 | 0 | 0 | 0 | 0 | 0 | 0.0001 | 0.0001 | 0.0001 | 0.0001 | 0.0001 | 0.001 | 0.001 | 0.001 | 0.001 | 0.001 | 0.0182 | 0.0182 | 0.0182 | 0.0182 | 0.0182 | 0 | 0 | 0 | 0 | 0 | 0 | 0 | 0 | 0 | 0 | 0.3 | 0.3 | 0.3 | 0.3 | 0.3 | 0 | 0 | 0 | 0 | 0
Cofield | 0.022525 | 0.144 | 0 |  | 417 | 0.0149 | 0.0037 | 0 | 0.0001 | 0.0001 | 0.003725 | 35.7314 | 413 | 391 | 372 | 354 | 338 | Hertford | 0.0147 | 0.0139 | 0.0132 | 0.0125 | 0.0119 | 0.0037 | 0.0035 | 0.0033 | 0.0031 | 0.003 | 0 | 0 | 0 | 0 | 0 | 0.0001 | 0.0001 | 0.0001 | 0.0001 | 0.0008 | 0.003 | 0.0028 | 0.0027 | 0.0025 | 0.0024 | 0.0035 | 0.0033 | 0.0032 | 0.003 | 0.003 | 0 | 0 | 0 | 0 | 0 | 0 | 0 | 0 | 0 | 0 | 0 | 0 | 0 | 0 | 0 | 0 | 0 | 0 | 0 | 0
Columbia | 0.085792 | 0.342 | 0.0026 |  | 891 | 0.024 | 0.039 | 0 | 0.01 | 0.007 | 0.0031917 | 26.936 | 891 | 900 | 900 | 900 | 900 | Tyrrell | 0.024 | 0.024 | 0.024 | 0.024 | 0.024 | 0.039 | 0.039 | 0.039 | 0.039 | 0.039 | 0 | 0 | 0 | 0 | 0 | 0.01 | 0.01 | 0.01 | 0.01 | 0.01 | 0.007 | 0.007 | 0.007 | 0.007 | 0.007 | 0.0017 | 0.0017 | 0.0017 | 0.0017 | 0.0017 | 0 | 0 | 0 | 0 | 0 | 0 | 0 | 0 | 0 | 0 | 0 | 0 | 0 | 0 | 0 | 0.0026 | 0.0026 | 0.0026 | 0.0026 | 0.0026
Columbus | ERROR | 0.857 | 0 |  | 0 | 0 | 0 | 0 | 0 | 0 | #VALUE! | ERROR | 0 | 0 | 0 | 0 | 0 | Polk | 0 | 0 | 0 | 0 | 0 | 0 | 0 | 0 | 0 | 0 | 0 | 0 | 0 | 0 | 0 | 0 | 0 | 0 | 0 | 0 | 0 | 0 | 0 | 0 | 0 | 0 | 0 | 0 | 0 | 0 | 0 | 0 | 0 | 0 | 0 | 0 | 0 | 0 | 0 | 0 | 0 | 0 | 0 | 0 | 0 | 0 | 0 | 0 | 0 | 0
Columbus Co WSD I | ERROR | 0.3 | 0 |  | 0 | 0 | 0 | 0 | 0 | 0 | #VALUE! | ERROR | 1700 | 1700 | 1700 | 1700 | 0 | Columbus | 0.159 | 0.159 | 0.159 | 0.159 | 0 | 0.013 | 0.013 | 0.013 | 0.013 | 0 | 0 | 0 | 0 | 0 | 0 | 0.003 | 0.003 | 0.003 | 0.003 | 0 | 0.001 | 0.001 | 0.01 | 0.01 | 0 | 0.4 | 0.4 | 0.5946 | 0.5946 | 0 | 0 | 0 | 0 | 0 | 0 | 0 | 0 | 0 | 0 | 0 | 0.3 | 0 | 0 | 0 | 0 | 0 | 0 | 0 | 0 | 0
Columbus Co WSD II | ERROR | 0.648 | 0 |  | 0 | 0 | 0 | 0 | 0 | 0 | #VALUE! | ERROR | 0 | 0 | 0 | 0 | 0 | Columbus | 0 | 0 | 0 | 0 | 0 | 0 | 0 | 0 | 0 | 0 | 0 | 0 | 0 | 0 | 0 | 0 | 0 | 0 | 0 | 0 | 0 | 0 | 0 | 0 | 0 | 0 | 0 | 0 | 0 | 0 | 0 | 0 | 0 | 0 | 0 | 0 | 0 | 0 | 0 | 0 | 0 | 0 | 0 | 0 | 0 | 0 | 0 | 0 | 0 | 0
Columbus Co WSD III | ERROR | 0 | 0 |  | 0 | 0 | 0 | 0 | 0 | 0 | #VALUE! | ERROR | 0 | 0 | 0 | 0 | 0 | Columbus | 0 | 0 | 0 | 0 | 0 | 0 | 0 | 0 | 0 | 0 | 0 | 0 | 0 | 0 | 0 | 0 | 0 | 0 | 0 | 0 | 0 | 0 | 0 | 0 | 0 | 0 | 0 | 0 | 0 | 0 | 0 | 0 | 0 | 0 | 0 | 0 | 0 | 0 | 0 | 0 | 0 | 0 | 0 | 0 | 0 | 0 | 0 | 0 | 0 | 0
Columbus Co WSD IV | ERROR | 0.385 | 0 |  | 0 | 0 | 0 | 0 | 0 | 0 | #VALUE! | ERROR | 0 | 0 | 0 | 0 | 0 | Columbus | 0 | 0 | 0 | 0 | 0 | 0 | 0 | 0 | 0 | 0 | 0 | 0 | 0 | 0 | 0 | 0 | 0 | 0 | 0 | 0 | 0 | 0 | 0 | 0 | 0 | 0 | 0 | 0 | 0 | 0 | 0 | 0 | 0 | 0 | 0 | 0 | 0 | 0 | 0 | 0 | 0 | 0 | 0 | 0 | 0 | 0 | 0 | 0 | 0 | 0
Concord | 14.6464 | 28.75 | 2.6754 |  | 94971 | 6.0749 | 1.956 | 0.9331 | 0.2167 | 2.202 | 0.58836 | 63.9658 | 112348 | 128039 | 139023 | 145613 | 151438 | Cabarrus | 7.402 | 8.689 | 9.717 | 10.483 | 11.23 | 2.383 | 2.798 | 3.129 | 3.375 | 3.616 | 1.137 | 1.335 | 1.493 | 1.61 | 1.725 | 0.264 | 0.31 | 0.347 | 0.374 | 0.401 | 2.683 | 3.15 | 3.522 | 3.8 | 4.07 | 1.0831 | 1.2715 | 1.4219 | 1.5339 | 1.6432 | 3 | 6 | 9 | 9 | 9 | 0 | 0 | 0 | 0 | 0 | 11.5 | 11.5 | 11.5 | 11.5 | 11.5 | 7.7 | 7.7 | 7.7 | 7.7 | 7.7
Concord Community WS | 0.091667 | 0.397 | 0 |  | 1831 | 0.08 | 0 | 0 | 0 | 0.003 | 0.0086667 | 43.692 | 1877 | 1924 | 1972 | 2021 | 2072 | Rutherford | 0.0826 | 0.0847 | 0.0868 | 0.0889 | 0.0912 | 0 | 0 | 0 | 0 | 0 | 0 | 0 | 0 | 0 | 0 | 0 | 0 | 0 | 0 | 0 | 0.003 | 0.003 | 0.003 | 0.003 | 0.003 | 0.0089 | 0.0106 | 0.0116 | 0.0134 | 0.0153 | 0 | 0 | 0 | 0 | 0 | 0 | 0 | 0 | 0 | 0 | 0.397 | 0.397 | 0.397 | 0.397 | 0.397 | 0 | 0 | 0 | 0 | 0
Connestee Falls | 0.26423 | 0.53 | 0 |  | 3187 | 0.1127 | 0.0015 | 0 | 0 | 0.025 | 0.12503 | 35.3624 | 3363 | 3537 | 3711 | 3885 | 4059 | Transylvania | 0.1067 | 0.1125 | 0.1183 | 0.1231 | 0.1289 | 0.005 | 0.005 | 0.005 | 0.006 | 0.006 | 0 | 0 | 0 | 0 | 0 | 0 | 0 | 0 | 0 | 0 | 0.04 | 0.04 | 0.04 | 0.04 | 0.04 | 0.1364 | 0.1417 | 0.1469 | 0.1521 | 0.1573 | 0 | 0 | 0 | 0 | 0 | 0 | 0 | 0 | 0 | 0 | 0 | 0 | 0 | 0 | 0 | 0 | 0 | 0 | 0 | 0
Conover | 1.5218 | 3 | 0.33191 |  | 15385 | 0.692 | 0.154 | 0.16 | 0.076 | 0.035 | 0.072926 | 44.9789 | 16464 | 16958 | 17467 | 17991 | 18531 | Catawba | 0.741 | 0.763 | 0.786 | 0.81 | 0.834 | 0.165 | 0.17 | 0.175 | 0.18 | 0.185 | 0.171 | 0.176 | 0.181 | 0.186 | 0.192 | 0.081 | 0.085 | 0.088 | 0.091 | 0.094 | 0.038 | 0.04 | 0.042 | 0.044 | 0.046 | 0.0768 | 0.0792 | 0.0816 | 0.0842 | 0.0867 | 0 | 0 | 0 | 0 | 0 | 0 | 0 | 0 | 0 | 0 | 3 | 3 | 3 | 3 | 3 | 0.58 | 0.58 | 0.58 | 0.58 | 0.58
Conway | 0.292 | 1.001 | 0 |  | 749 | 0.0642 | 0 | 0.168 | 0 | 0.0001 | 0.0597 | 85.7143 | 731 | 646 | 578 | 517 | 462 | Northampton | 0.0626 | 0.0553 | 0.0494 | 0.0441 | 0.0394 | 0 | 0 | 0 | 0 | 0 | 0.1638 | 0.1447 | 0.1293 | 0.1154 | 0.1031 | 0 | 0 | 0 | 0 | 0 | 0.0001 | 0.0001 | 0.0001 | 0.0001 | 0.0001 | 0.0298 | 0.0263 | 0.0235 | 0.021 | 0.0188 | 0 | 0 | 0 | 0 | 0 | 0 | 0 | 0 | 0 | 0 | 0 | 0 | 0 | 0 | 0 | 0 | 0 | 0 | 0 | 0
Cove City | 0.0376 | 0.25 | 0 |  | 440 | 0.0226 | 0.0018 | 0 | 0.0004 | 0.002 | 0.0108 | 51.3636 | 438 | 426 | 417 | 407 | 398 | Craven | 0.0224 | 0.0218 | 0.0212 | 0.0207 | 0.0202 | 0.0018 | 0.0017 | 0.0017 | 0.0016 | 0.0016 | 0 | 0 | 0 | 0 | 0 | 0.0004 | 0.0004 | 0.0004 | 0.0004 | 0.0003 | 0.0002 | 0.0002 | 0.0002 | 0.0002 | 0.0002 | 0.004 | 0.004 | 0.004 | 0.004 | 0.004 | 0 | 0 | 0 | 0 | 0 | 0 | 0 | 0 | 0 | 0 | 0.25 | 0.25 | 0.25 | 0.25 | 0.25 | 0 | 0 | 0 | 0 | 0
Craven County | 2.9646 | 7.0724 | 0.039622 |  | 36250 | 1.678 | 0.279 | 0 | 0 | 0.737 | 0.23096 | 46.2897 | 41688 | 47941 | 55132 | 63401 | 71000 | Craven | 2.1678 | 2.4929 | 2.8668 | 3.2969 | 3.69 | 0.33 | 0.39 | 0.45 | 0.5 | 0.55 | 0 | 0 | 0 | 0 | 0 | 0 | 0 | 0 | 0 | 0 | 0.72 | 0.73 | 0.74 | 0.75 | 0.76 | 0.321 | 0.321 | 0.321 | 0.321 | 0.321 | 0 | 0 | 0 | 0 | 0 | 0 | 0 | 0 | 0 | 0 | 0 | 0 | 0 | 0 | 0 | 0.5 | 0.5 | 0.5 | 0.5 | 0.5
Creswell | ERROR | 0.288 | 0 |  | #N/A | 0 | 0 | 0 | 0 | 0 | #VALUE! | ERROR | 0 | 0 | 0 | 0 | 0 | Washington | 0 | 0 | 0 | 0 | 0 | 0 | 0 | 0 | 0 | 0 | 0 | 0 | 0 | 0 | 0 | 0 | 0 | 0 | 0 | 0 | 0 | 0 | 0 | 0 | 0 | 0 | 0 | 0 | 0 | 0 | 0 | 0 | 0 | 0 | 0 | 0 | 0 | 0 | 0 | 0 | 0 | 0 | 0 | 0 | 0 | 0 | 0 | 0 | 0 | 0
Crossnore | 0.03125 | 0.061 | 0 |  | 195 | 0.011 | 0.0103 | 0 | 0 | 0.0001 | 0.00985 | 56.4103 | 199 | 210 | 225 | 241 | 260 | Avery | 0.011 | 0.0115 | 0.012 | 0.0125 | 0.013 | 0.013 | 0.016 | 0.019 | 0.02 | 0.021 | 0 | 0 | 0 | 0 | 0 | 0 | 0 | 0 | 0 | 0 | 0.0001 | 0.0001 | 0.0002 | 0.0002 | 0.0003 | 0.0114 | 0.013 | 0.0147 | 0.0154 | 0.0162 | 0 | 0 | 0 | 0 | 0 | 0 | 0 | 0 | 0 | 0 | 0 | 0 | 0 | 0 | 0 | 0 | 0 | 0 | 0 | 0
Currituck Co - Mainland | 1.0814 | 3.064 | 0 |  | 13284 | 0.6 | 0.185 | 0 | 0.02 | 0.38 | -0.10357 | 45.1671 | 13487 | 13760 | 14033 | 14306 | 4579 | Currituck | 0.6432 | 0.6552 | 0.6672 | 0.6792 | 0.6912 | 0.231 | 0.254 | 0.28 | 0.308 | 0.32 | 0 | 0 | 0 | 0 | 0 | 0.0392 | 0.0512 | 0.0632 | 0.0752 | 0.0872 | 0.299 | 0.305 | 0.314 | 0.319 | 0.331 | 0.0745 | 0.0777 | 0.0814 | 0.0849 | 0.0878 | 0.465 | 0.465 | 0.465 | 0.465 | 0.465 | 0 | 0 | 0 | 0 | 0 | 0 | 0 | 0 | 0 | 0 | 0 | 0 | 0 | 0 | 0
Dallas | 0.57183 | 1 | 0 |  | 6868 | 0.2991 | 0.1115 | 0.008 | 0.0672 | 0.01 | 0.076033 | 43.5498 | 7118 | 7368 | 7618 | 7868 | 8118 | Gaston | 0.3101 | 0.3211 | 0.3321 | 0.3431 | 0.3541 | 0.1115 | 0.1115 | 0.1115 | 0.1115 | 0.1115 | 0.008 | 0.008 | 0.008 | 0.008 | 0.008 | 0.0672 | 0.0672 | 0.0672 | 0.0672 | 0.0672 | 0.01 | 0.01 | 0.01 | 0.01 | 0.01 | 0.0765 | 0.0781 | 0.0798 | 0.0814 | 0.0831 | 0 | 0 | 0 | 0 | 0 | 0 | 0 | 0 | 0 | 0 | 0 | 0 | 0 | 0 | 0 | 0 | 0 | 0 | 0 | 0
Dan River Water Inc. | 0.92325 | 1.667 | 0 |  | 12082 | 0.5 | 0.1 | 0.1 | 0.1 | 0 | 0.12325 | 41.3839 | 12200 | 12400 | 12600 | 12800 | 13000 | Rockingham | 0.6 | 0.7 | 0.8 | 0.9 | 1 | 0.2 | 0.3 | 0.4 | 0.5 | 0.6 | 0.2 | 0.3 | 0.4 | 0.5 | 0.6 | 0.2 | 0.3 | 0.4 | 0.5 | 0.6 | 0.009 | 0.1 | 0.2 | 0.3 | 0.4 | 0 | 0 | 0 | 0 | 0 | 0 | 0 | 0 | 0 | 0 | 0 | 0 | 0 | 0 | 0 | 1.667 | 1.667 | 1.667 | 1.667 | 1.667 | 0 | 0 | 0 | 0 | 0
Danbury | 0.045583 | 0.056 | 0 |  | 250 | 0.0184 | 0.005 | 0 | 0.0032 | 0.0025 | 0.016483 | 73.6 | 250 | 250 | 250 | 250 | 250 | Stokes | 0.0234 | 0.0234 | 0.0234 | 0.0234 | 0.0234 | 0 | 0 | 0 | 0 | 0 | 0 | 0 | 0 | 0 | 0 | 0.0032 | 0.0032 | 0.0032 | 0.0032 | 0.0032 | 0.0025 | 0.0025 | 0.0025 | 0.0025 | 0.0025 | 0.0163 | 0.0163 | 0.0163 | 0.0163 | 0.0163 | 0 | 0 | 0 | 0 | 0 | 0 | 0 | 0 | 0 | 0 | 0 | 0 | 0 | 0 | 0 | 0 | 0 | 0 | 0 | 0
Dare Co Regional | 6.7983 | 9.5168 | 2.519 |  | 22766 | 1.858 | 0.242 | 0 | 0.012 | 1.8 | 0.36733 | 81.6129 | 23500 | 24000 | 24500 | 26000 | 27500 | Dare | 2 | 2.2 | 2.4 | 2.6 | 2.8 | 0.26 | 0.27 | 0.28 | 0.29 | 0.3 | 0 | 0 | 0 | 0 | 0 | 0 | 0 | 0 | 0 | 0 | 1.8 | 1.8 | 1.8 | 1.8 | 1.8 | 0.4964 | 0.5221 | 0.5477 | 0.5734 | 0.5991 | 2.9 | 2.9 | 2.9 | 2.9 | 2.9 | 0 | 0 | 0 | 0 | 0 | 0 | 0 | 0 | 0 | 0 | 7.5 | 7.5 | 7.5 | 7.5 | 7.5
Dare Co Rodanthe-Waves-Salvo | 0.461 | 1.875 | 0 |  | 1302 | 0.262 | 0.0623 | 0 | 0.0027 | 0.139 | -0.005 | 201.2289 | 1310 | 1320 | 1325 | 1335 | 1330 | Dare | 0.266 | 0.267 | 0.268 | 0.28 | 0.282 | 0.08 | 0.1 | 0.11 | 0.125 | 0.14 | 0 | 0 | 0 | 0 | 0 | 0.004 | 0.005 | 0.007 | 0.009 | 0.012 | 0.115 | 0.122 | 0.13 | 0.137 | 0.124 | 0.0822 | 0.0874 | 0.0911 | 0.0974 | 0.0987 | 0 | 0 | 0 | 0 | 0 | 0 | 0 | 0 | 0 | 0 | 0 | 0 | 0 | 0 | 0 | 0 | 0 | 0 | 0 | 0
Dare Co. Cape Hatteras | 1.427 | 3.029 | 0 |  | 5486 | 0.641 | 0.151 | 0 | 0 | 0.509 | 0.126 | 116.8429 | 6048 | 6772 | 7111 | 7466 | 7842 | Dare | 0.6737 | 0.7073 | 0.7427 | 0.7799 | 0.8192 | 0.2327 | 0.2443 | 0.2565 | 0.2693 | 0.2829 | 0 | 0 | 0 | 0 | 0 | 0 | 0 | 0 | 0 | 0 | 0.5546 | 0.5823 | 0.6145 | 0.6452 | 0.6777 | 0.1149 | 0.1206 | 0.1269 | 0.1333 | 0.14 | 0.9 | 0.9 | 0.9 | 0.9 | 0.9 | 0 | 0 | 0 | 0 | 0 | 0 | 0 | 0 | 0 | 0 | 0 | 0 | 0 | 0 | 0
Davidson Water | 10.204 | 70.19 | 0.044407 |  | 159611 | 7.99 | 0.0156 | 0.0028 | 0.0058 | 0.177 | 1.9684 | 50.0592 | 180705 | 198205 | 215705 | 233205 | 249529 | Davidson | 9.204 | 10.354 | 11.649 | 13.105 | 14.743 | 0.297 | 0.323 | 0.349 | 0.379 | 0.426 | 0.265 | 0.291 | 0.321 | 0.353 | 0.397 | 0.362 | 0.398 | 0.438 | 0.482 | 0.542 | 0.432 | 0.485 | 0.545 | 0.611 | 0.687 | 1.664 | 1.867 | 2.096 | 2.352 | 2.4 | 0 | 0 | 0 | 0 | 0 | 0 | 0 | 0 | 0 | 0 | 0.0018 | 0.0018 | 0.0018 | 0.0018 | 0.0018 | 0.0443 | 0.0443 | 0.0443 | 0.0443 | 0.0443
Davie Co | 3.079 | 73.5 | 0.00015288 |  | 27000 | 1.87 | 0.061 | 0.061 | 0.071 | 0.54 | 0.47585 | 69.2593 | 37736 | 44796 | 52952 | 62361 | 72431 | Davie | 1.944 | 2.57 | 2.95 | 3.39 | 3.98 | 0.2 | 0.27 | 0.31 | 0.35 | 0.37 | 0.205 | 0.236 | 0.271 | 0.312 | 0.345 | 0.082 | 0.094 | 0.108 | 0.125 | 0.155 | 0.59 | 0.62 | 0.65 | 0.68 | 0.7 | 0.38 | 0.44 | 0.512 | 0.589 | 0.601 | 1.5 | 1.5 | 1.5 | 1.5 | 1.5 | 1.5 | 1.5 | 1.5 | 1.5 | 1.5 | 0 | 0 | 0 | 0 | 0 | 0 | 0 | 0 | 0 | 0
Deep Run Water Corp | 0.98008 | 1.7098 | 0 |  | 13805 | 0.619 | 0.039 | 0 | 0 | 0.16 | 0.16208 | 44.8388 | 14357 | 17229 | 20674 | 24809 | 29771 | Lenoir | 0.675 | 0.8097 | 0.9717 | 1.166 | 1.3992 | 0.052 | 0.062 | 0.075 | 0.089 | 0.107 | 0 | 0 | 0 | 0 | 0 | 0 | 0 | 0 | 0 | 0 | 0.16 | 0.17 | 0.18 | 0.19 | 0.19 | 0.0497 | 0.1852 | 0.218 | 0.2568 | 0.3015 | 0 | 0 | 0 | 0 | 0 | 0 | 0 | 0 | 0 | 0 | 0.744 | 0.744 | 0.744 | 0.744 | 0.744 | 0 | 0 | 0 | 0 | 0
Denton | 1.3312 | 2.3 | 0.7654 |  | 1710 | 0.0789 | 0.0536 | 0.0195 | 0.0077 | 0.184 | 0.22207 | 46.1404 | 1725 | 1750 | 1750 | 1750 | 1750 | Davidson | 0.08 | 0.086 | 0.086 | 0.086 | 0.086 | 0.054 | 0.055 | 0.058 | 0.058 | 0.06 | 0.022 | 0.025 | 0.025 | 0.026 | 0.03 | 0.008 | 0.01 | 0.012 | 0.014 | 0.015 | 0.2 | 0.21 | 0.22 | 0.23 | 0.24 | 0.2334 | 0.2475 | 0.2571 | 0.2655 | 0.2764 | 0 | 0 | 0 | 0 | 0 | 0 | 0 | 0 | 0 | 0 | 0 | 0 | 0 | 0 | 0 | 1.125 | 1.125 | 1.125 | 1.125 | 1.125
Dobson | 1.1638 | 2.24 | 0 |  | 2200 | 0.06 | 0.1 | 0.6416 | 0.0285 | 0.007 | 0.32668 | 27.2727 | 2266 | 2310 | 2354 | 2398 | 2446 | Surry | 0.0618 | 0.0637 | 0.0656 | 0.0675 | 0.0696 | 0.104 | 0.107 | 0.11 | 0.114 | 0.117 | 0.66 | 0.68 | 0.701 | 0.722 | 0.743 | 0.0294 | 0.0302 | 0.0311 | 0.0321 | 0.033 | 0.0072 | 0.0074 | 0.0077 | 0.0079 | 0.0081 | 0.0735 | 0.0757 | 0.0779 | 0.0803 | 0.0826 | 0 | 0 | 0 | 0 | 0 | 0 | 0 | 0 | 0 | 0 | 0.467 | 0.467 | 0.467 | 0.467 | 0.467 | 0 | 0 | 0 | 0 | 0
Dover | 0.020558 | 0.1 | 0 |  | 425 | 0.0181 | 0.0008 | 0 | 0 | 0.0004 | 0.0012583 | 42.5882 | 423 | 412 | 402 | 393 | 384 | Craven | 0.018 | 0.0175 | 0.017 | 0.0166 | 0.0162 | 0.0008 | 0.0008 | 0.0008 | 0.0007 | 0.0007 | 0 | 0 | 0 | 0 | 0 | 0 | 0 | 0 | 0 | 0 | 0.004 | 0.0039 | 0.0038 | 0.0037 | 0.0036 | 0.0011 | 0.001 | 0.001 | 0.001 | 0.001 | 0 | 0 | 0 | 0 | 0 | 0 | 0 | 0 | 0 | 0 | 0.002 | 0.002 | 0.002 | 0.002 | 0.002 | 0 | 0 | 0 | 0 | 0
Drexel | 0.20558 | 0.86 | 0 |  | 3200 | 0.148 | 0.0134 | 0 | 0 | 0.002 | 0.042183 | 46.25 | 3264 | 3590 | 3949 | 4344 | 4779 | Burke | 0.1763 | 0.1936 | 0.2132 | 0.2346 | 0.2581 | 0.0176 | 0.0194 | 0.0213 | 0.0234 | 0.024 | 0 | 0 | 0 | 0 | 0 | 0 | 0 | 0 | 0 | 0 | 0.002 | 0.002 | 0.002 | 0.002 | 0.002 | 0.03 | 0.03 | 0.03 | 0.03 | 0.03 | 0 | 0 | 0 | 0 | 0 | 0 | 0 | 0 | 0 | 0 | 0.86 | 0.86 | 0.86 | 0.86 | 0.86 | 0 | 0 | 0 | 0 | 0
Dublin | 0.0306 | 0.15 | 0 |  | 447 | 0.0246 | 0 | 0 | 0 | 0.0015 | 0.0045 | 55.0336 | 447 | 447 | 447 | 447 | 447 | Bladen | 0.0246 | 0.0246 | 0.0246 | 0.0246 | 0.0246 | 0 | 0 | 0 | 0 | 0 | 0 | 0 | 0 | 0 | 0 | 0 | 0 | 0 | 0 | 0 | 0.001 | 0.001 | 0.001 | 0.001 | 0.001 | 0.0049 | 0.0049 | 0.0049 | 0.0049 | 0.0049 | 0 | 0 | 0 | 0 | 0 | 0 | 0 | 0 | 0 | 0 | 0 | 0 | 0 | 0 | 0 | 0 | 0 | 0 | 0 | 0
Dunn | 3.2758 | 12 | 1.5683 |  | 12334 | 0.395 | 0.311 | 0.016 | 0.364 | 0.2 | 0.42155 | 32.0253 | 12580 | 12830 | 13086 | 13350 | 13617 | Harnett | 0.403 | 0.411 | 0.419 | 0.428 | 0.436 | 0.313 | 0.315 | 0.317 | 0.319 | 0.321 | 0.018 | 0.02 | 0.022 | 0.024 | 0.026 | 0.365 | 0.368 | 0.37 | 0.372 | 0.374 | 0.25 | 0.3 | 0.35 | 0.4 | 0.45 | 0.4511 | 0.4728 | 0.4942 | 0.5159 | 0.5373 | 0 | 0 | 0 | 0 | 0 | 0 | 0 | 0 | 0 | 0 | 0 | 0 | 0 | 0 | 0 | 4 | 4 | 4 | 4 | 4
Duplin Co | 1.7541 | 4.3744 | 0 |  | 18542 | 1.138 | 0.532 | 0 | 0.015 | 0.01 | 0.059133 | 61.3742 | 18879 | 18902 | 19043 | 19086 | 19111 | Duplin | 1.175 | 1.212 | 1.249 | 1.276 | 1.315 | 0.54 | 0.56 | 0.58 | 0.6 | 0.63 | 0 | 0 | 0 | 0 | 0 | 0.024 | 0.025 | 0.026 | 0.027 | 0.028 | 0.015 | 0.015 | 0.016 | 0.017 | 0.017 | 0.0658 | 0.068 | 0.0702 | 0.072 | 0.0747 | 0 | 0 | 0 | 0 | 0 | 0 | 0 | 0 | 0 | 0 | 0 | 0 | 0 | 0 | 0 | 0 | 0 | 0 | 0 | 0
Durham | 27.375 | 44.4 | 0.12455 |  | 301044 | 14.03 | 5.47 | 1.91 | 2.57 | 0.89 | 2.3804 | 46.6045 | 329421 | 372423 | 415425 | 458426 | 458426 | Durham | 17.46 | 19.37 | 21.19 | 22.92 | 22.92 | 8.4 | 9.5 | 10.53 | 11.49 | 11.49 | 1.47 | 1.68 | 1.89 | 2.07 | 2.07 | 2.41 | 2.63 | 2.84 | 3.05 | 3.05 | 1.16 | 1.3 | 1.42 | 1.51 | 1.51 | 3.24 | 3.62 | 3.98 | 3.33 | 3.33 | 5.2 | 5.2 | 5.2 | 5.2 | 5.2 | 0 | 0 | 0 | 0 | 0 | 0 | 0 | 0 | 0 | 0 | 4 | 0 | 0 | 0 | 0
Durham County (Rougemont) | 0.00275 | 0.0252 | 0 |  | 65 | 0.002 | 0.0004 | 0 | 0.0001 | 0.0002 | 5e-05 | 30.7692 | 65 | 65 | 65 | 65 | 65 | Durham | 0.002 | 0.002 | 0.002 | 0.002 | 0.002 | 0.0004 | 0.0005 | 0.0005 | 0.0006 | 0.0006 | 0 | 0 | 0 | 0 | 0 | 0.0001 | 0.0001 | 0.0001 | 0.0001 | 0.0001 | 0.0002 | 0.0002 | 0.0002 | 0.0002 | 0.0002 | 0.0002 | 0.0002 | 0.0002 | 0.0002 | 0.0002 | 0 | 0 | 0 | 0 | 0 | 0 | 0 | 0 | 0 | 0 | 0 | 0 | 0 | 0 | 0 | 0 | 0 | 0 | 0 | 0
East Arcadia | 0.13126 | 0.47 | 0.0167 |  | 609 | 0.0564 | 0.02 | 0 | 0 | 0.001 | 0.037158 | 92.6108 | 609 | 609 | 609 | 609 | 609 | Bladen | 0.0542 | 0.0542 | 0.0542 | 0.0542 | 0.0542 | 0.0215 | 0.0215 | 0.0215 | 0.0215 | 0.0215 | 0 | 0 | 0 | 0 | 0 | 0 | 0 | 0 | 0 | 0 | 0.001 | 0.001 | 0.001 | 0.001 | 0.001 | 0.0368 | 0.0368 | 0.0368 | 0.0368 | 0.0368 | 0 | 0 | 0 | 0 | 0 | 0 | 0 | 0 | 0 | 0 | 0 | 0 | 0 | 0 | 0 | 0.03 | 0.03 | 0.03 | 0.03 | 0.03
East Bend | 0.044917 | 1 | 0 |  | 1466 | 0.0359 | 0.0047 | 0.0001 | 0.0007 | 0.0002 | 0.0033167 | 24.4884 | 1489 | 1507 | 1524 | 1542 | 1560 | Yadkin | 0.036 | 0.0364 | 0.0368 | 0.037 | 0.0376 | 0.0061 | 0.0061 | 0.0062 | 0.0063 | 0.0065 | 0.0001 | 0.0001 | 0.0001 | 0.0001 | 0.0001 | 0.0015 | 0.0015 | 0.0015 | 0.0016 | 0.0016 | 0.0002 | 0.0002 | 0.0002 | 0.0002 | 0.0003 | 0.0035 | 0.0035 | 0.0036 | 0.0036 | 0.0037 | 0 | 0 | 0 | 0 | 0 | 0 | 0 | 0 | 0 | 0 | 1 | 1 | 1 | 1 | 1 | 0 | 0 | 0 | 0 | 0
East Moore Water District | 1.0565 | 3 | 0.66803 |  | 6088 | 0.361 | 0.0209 | 0 | 0 | 0.0041 | 0.0024415 | 59.297 | 6857 | 7570 | 8357 | 9168 | 10058 | Moore | 0.4066 | 0.4489 | 0.5062 | 0.5436 | 0.5964 | 0.0226 | 0.025 | 0.0282 | 0.0303 | 0.0332 | 0 | 0 | 0 | 0 | 0 | 0 | 0 | 0 | 0 | 0 | 0.0046 | 0.0051 | 0.0057 | 0.0062 | 0.0068 | 0.0043 | 0.0044 | 0.0045 | 0.0047 | 0.0049 | 0 | 0 | 0 | 0 | 0 | 0 | 0 | 0 | 0 | 0 | 3 | 3 | 3 | 3 | 3 | 2 | 2 | 2 | 2 | 2
East Spencer | 0.15051 | 0.5 | 0 |  | 1626 | 0.0556 | 0.0031 | 0.0141 | 0.0327 | 0.001 | 0.044008 | 34.1943 | 1642 | 1659 | 1675 | 1692 | 1709 | Rowan | 0.087 | 0.088 | 0.089 | 0.09 | 0.091 | 0.003 | 0.003 | 0.004 | 0.004 | 0.004 | 0.014 | 0.014 | 0.014 | 0.015 | 0.015 | 0.033 | 0.033 | 0.034 | 0.034 | 0.034 | 0.001 | 0.001 | 0.001 | 0.001 | 0.001 | 0.0561 | 0.0565 | 0.0577 | 0.0585 | 0.059 | 0 | 0 | 0 | 0 | 0 | 0 | 0 | 0 | 0 | 0 | 0.5 | 0.5 | 0.5 | 0.5 | 0.5 | 0 | 0 | 0 | 0 | 0
Eastern Pines Water Corporation | 1.5297 | 2.4193 | 0 |  | 22230 | 1.297 | 0.069 | 0 | 0 | 0.01 | 0.15367 | 58.3446 | 23900 | 26300 | 28900 | 31800 | 35000 | Pitt | 1.3384 | 1.4728 | 1.6184 | 1.7808 | 1.9432 | 0.077 | 0.0847 | 0.0932 | 0.1025 | 0.1128 | 0 | 0 | 0 | 0 | 0 | 0 | 0 | 0 | 0 | 0 | 0.0053 | 0.0055 | 0.0057 | 0.0059 | 0.0061 | 0.16 | 0.17 | 0.18 | 0.19 | 0.2 | 0 | 0 | 0 | 0 | 0 | 0 | 0 | 0 | 0 | 0 | 1.191 | 1.191 | 1.191 | 1.191 | 1.191 | 0 | 0 | 0 | 0 | 0
Eastover Sanitary District | 0.40327 | 1 | 0 |  | 7172 | 0.3335 | 0.0585 | 0 | 0 | 0.003 | 0.008275 | 46.5003 | 7114 | 7214 | 7314 | 7414 | 7515 | Cumberland | 0.34 | 0.35 | 0.36 | 0.37 | 0.38 | 0.06 | 0.0615 | 0.0625 | 0.0635 | 0.0645 | 0 | 0 | 0 | 0 | 0 | 0.025 | 0.035 | 0.0045 | 0.0055 | 0.0065 | 0.003 | 0.003 | 0.003 | 0.003 | 0.003 | 0.0456 | 0.0479 | 0.0458 | 0.0471 | 0.0484 | 0 | 0 | 0 | 0 | 0 | 0 | 0 | 0 | 0 | 0 | 1 | 1 | 1 | 1 | 1 | 0 | 0 | 0 | 0 | 0
Eden | 3.8958 | 24.17 | 0.92252 |  | 14987 | 0.7455 | 0.1444 | 0.1359 | 0.7136 | 0.81 | 0.42391 | 49.7431 | 14900 | 14880 | 14850 | 14800 | 14770 | Rockingham | 0.734 | 0.7123 | 0.69 | 0.67 | 0.665 | 0.21 | 0.2 | 0.19 | 0.18 | 0.17 | 0.14 | 0.15 | 0.16 | 0.17 | 0.16 | 0.67 | 0.66 | 0.65 | 0.64 | 0.63 | 0.75 | 0.74 | 0.73 | 0.72 | 0.71 | 0.4563 | 0.4487 | 0.441 | 0.4337 | 0.4255 | 0 | 0 | 0 | 0 | 0 | 0 | 0 | 0 | 0 | 0 | 0 | 0 | 0 | 0 | 0 | 1.667 | 1.667 | 1.667 | 1.667 | 1.667
Edenton | 0.48933 | 1.258 | 0 |  | 5500 | 0.222 | 0.143 | 0.032 | 0.0005 | 0.0204 | 0.071433 | 40.3636 | 4834 | 4388 | 3983 | 3615 | 3282 | Chowan | 0.1995 | 0.177 | 0.1606 | 0.1457 | 0.1322 | 0.1256 | 0.114 | 0.1034 | 0.0938 | 0.0852 | 0.032 | 0.032 | 0.032 | 0.032 | 0.032 | 0.0004 | 0.0004 | 0.0004 | 0.0003 | 0.0003 | 0.0204 | 0.0204 | 0.0204 | 0.0204 | 0.0204 | 0.0653 | 0.0594 | 0.0547 | 0.0505 | 0.0467 | 0 | 0 | 0 | 0 | 0 | 0 | 0 | 0 | 0 | 0 | 0 | 0 | 0 | 0 | 0 | 0 | 0 | 0 | 0 | 0
Edgecombe Co WSD | 0.838 | 1.35 | 0 |  | 12500 | 0.581 | 0.045 | 0.056 | 0 | 0.02 | 0.136 | 46.48 | 13000 | 13500 | 13500 | 13500 | 13500 | Edgecombe | 0.6 | 0.6 | 0.6 | 0.6 | 0.6 | 0.045 | 0.045 | 0.045 | 0.045 | 0.045 | 0.1 | 0.1 | 0.1 | 0.1 | 0.1 | 0 | 0 | 0 | 0 | 0 | 0.03 | 0.03 | 0.03 | 0.03 | 0.03 | 0.14 | 0.14 | 0.14 | 0.14 | 0.14 | 0 | 0 | 0 | 0 | 0 | 0 | 0 | 0 | 0 | 0 | 1.362 | 1.362 | 1.362 | 1.362 | 1.362 | 0 | 0 | 0 | 0 | 0
Elizabeth City | 2.0083 | 2.9961 | 0.0014038 |  | 18683 | 0.7229 | 0.4685 | 0.0057 | 0.2653 | 0.1569 | 0.38763 | 38.6929 | 18683 | 18683 | 18683 | 18683 | 18683 | Pasquotank | 0.7446 | 0.7446 | 0.7446 | 0.7446 | 0.7446 | 0.4145 | 0.4145 | 0.4145 | 0.4145 | 0.4145 | 0.0059 | 0.0059 | 0.0059 | 0.0059 | 0.0059 | 0.299 | 0.299 | 0.299 | 0.299 | 0.299 | 0.1901 | 0.1901 | 0.1901 | 0.1901 | 0.1901 | 0.3 | 0.3 | 0.3 | 0.3 | 0.3 | 0.5 | 0.5 | 0.5 | 0.5 | 0.5 | 0 | 0 | 0 | 0 | 0 | 0.1318 | 0.1318 | 0.1318 | 0.1318 | 0.1318 | 0.0014 | 0.0014 | 0.0014 | 0.0014 | 0.0014
Elizabethtown | 0.38486 | 1.27 | 0 |  | 3511 | 0.182 | 0.056 | 0.012 | 0.102 | 0.01 | 0.022858 | 51.8371 | 3583 | 3583 | 3583 | 3583 | 3583 | Bladen | 0.0181 | 0.0181 | 0.0181 | 0.0181 | 0.0181 | 0.0692 | 0.0692 | 0.0692 | 0.0692 | 0.0692 | 0.0012 | 0.0012 | 0.0012 | 0.0012 | 0.0012 | 0.0091 | 0.0091 | 0.0091 | 0.0091 | 0.0091 | 0.0195 | 0.0195 | 0.0195 | 0.0195 | 0.0195 | 0.0169 | 0.0169 | 0.0169 | 0.0169 | 0.0169 | 0 | 0 | 0 | 0 | 0 | 0 | 0 | 0 | 0 | 0 | 0 | 0 | 0 | 0 | 0 | 0 | 0 | 0 | 0 | 0
Elk Park | 0.10332 | 0.237 | 0 |  | 495 | 0.0402 | 0.0047 | 0 | 0.0059 | 0.0015 | 0.051017 | 81.2121 | 524 | 546 | 570 | 594 | 625 | Avery | 0.0425 | 0.0445 | 0.0464 | 0.046 | 0.0485 | 0.0063 | 0.0066 | 0.0068 | 0.0071 | 0.0074 | 0 | 0 | 0 | 0 | 0 | 0.0062 | 0.0064 | 0.0066 | 0.0069 | 0.0072 | 0.0015 | 0.0015 | 0.0015 | 0.0015 | 0.0015 | 0.0546 | 0.057 | 0.0592 | 0.0594 | 0.0624 | 0 | 0 | 0 | 0 | 0 | 0 | 0 | 0 | 0 | 0 | 0 | 0 | 0 | 0 | 0 | 0 | 0 | 0 | 0 | 0
Elkin | 0.89833 | 5.8 | 0.0224 |  | 4103 | 0.159 | 0.188 | 0.21 | 0.094 | 0.09 | 0.13493 | 38.7521 | 4150 | 4480 | 4600 | 4840 | 5020 | Surry | 0.17 | 0.175 | 0.18 | 0.185 | 0.19 | 0.18 | 0.182 | 0.185 | 0.187 | 0.189 | 0.202 | 0.203 | 0.204 | 0.205 | 0.206 | 0.076 | 0.078 | 0.08 | 0.082 | 0.084 | 0.055 | 0.055 | 0.055 | 0.055 | 0.055 | 0.1974 | 0.2002 | 0.2034 | 0.2063 | 0.2092 | 0 | 0 | 0 | 0 | 0 | 0 | 0 | 0 | 0 | 0 | 0 | 0 | 0 | 0 | 0 | 0.05 | 0.05 | 0.05 | 0.05 | 0.05
Ellenboro | 0.14352 | 0.333 | 0 |  | 2068 | 0.093 | 0.0087 | 0.0006 | 0.0109 | 0.003 | 0.027317 | 44.971 | 2080 | 2085 | 2099 | 2120 | 2141 | Rutherford | 0.11 | 0.11 | 0.111 | 0.112 | 0.113 | 0.01 | 0.01 | 0.01 | 0.011 | 0.012 | 0.001 | 0.001 | 0.001 | 0.001 | 0.001 | 0.01 | 0.01 | 0.01 | 0.011 | 0.012 | 0.003 | 0.003 | 0.003 | 0.003 | 0.003 | 0.025 | 0.026 | 0.027 | 0.028 | 0.029 | 0 | 0 | 0 | 0 | 0 | 0 | 0 | 0 | 0 | 0 | 0.333 | 0.333 | 0.333 | 0.333 | 0.333 | 0 | 0 | 0 | 0 | 0
Ellerbe | 0.10567 | 0.22 | 0 |  | 1200 | 0.0421 | 0.0148 | 0.0143 | 0.0019 | 0.007 | 0.025567 | 35.0833 | 1205 | 1205 | 1210 | 1210 | 1220 | Richmond | 0.0453 | 0.0455 | 0.0456 | 0.0457 | 0.05 | 0.0149 | 0.016 | 0.0162 | 0.0165 | 0.0165 | 0.0145 | 0.0147 | 0.0149 | 0.0151 | 0.0153 | 0.0023 | 0.0025 | 0.0026 | 0.0027 | 0.0028 | 0.015 | 0.017 | 0.02 | 0.022 | 0.025 | 0.0082 | 0.0086 | 0.0088 | 0.0092 | 0.0099 | 0 | 0 | 0 | 0 | 0 | 0 | 0 | 0 | 0 | 0 | 0.22 | 0.22 | 0.22 | 0.22 | 0.22 | 0 | 0 | 0 | 0 | 0
Elm City | 0.11317 | 0.8357 | 0 |  | 1720 | 0.0681 | 0.0036 | 0 | 0.009 | 0.005 | 0.027467 | 39.593 | 1720 | 1725 | 1730 | 1740 | 1750 | Wilson | 0.0874 | 0.0876 | 0.0878 | 0.088 | 0.089 | 0.0036 | 0.004 | 0.005 | 0.006 | 0.007 | 0 | 0 | 0 | 0 | 0 | 0.0012 | 0.0012 | 0.0012 | 0.0014 | 0.0014 | 0.005 | 0.005 | 0.005 | 0.005 | 0.005 | 0.0513 | 0.0516 | 0.0522 | 0.053 | 0.054 | 0 | 0 | 0 | 0 | 0 | 0 | 0 | 0 | 0 | 0 | 0.3 | 0.3 | 0.3 | 0.3 | 0.3 | 0 | 0 | 0 | 0 | 0
Elon | 0.58683 | 1.6 | 0 |  | 12232 | 0.3189 | 0.0206 | 0.006 | 0.2068 | 0.001 | 0.033525 | 26.071 | 16786 | 21339 | 25893 | 30446 | 35000 | Alamance | 0.429 | 0.5347 | 0.6361 | 0.7333 | 0.8264 | 0.0268 | 0.0348 | 0.0452 | 0.0588 | 0.0764 | 0.0061 | 0.0062 | 0.0063 | 0.0064 | 0.0065 | 0.3629 | 0.4135 | 0.7257 | 0.827 | 1.4514 | 0.002 | 0.004 | 0.008 | 0.016 | 0.032 | 0.0498 | 0.0598 | 0.0855 | 0.0986 | 0.1435 | 0 | 0 | 0 | 0 | 0 | 0 | 0 | 0 | 0 | 0 | 1.6 | 1.6 | 1.6 | 1.6 | 1.6 | 0 | 0 | 0 | 0 | 0
Energy United Water | 1.9829 | 2.5 | 0.9834 |  | 12683 | 0.6436 | 0.0913 | 0.1704 | 0.006 | 0.005 | 0.083217 | 50.7451 | 13500 | 14100 | 14600 | 15000 | 15200 | Alexander | 0.65 | 0.665 | 0.68 | 0.695 | 0.7 | 0.092 | 0.0925 | 0.093 | 0.0935 | 0.094 | 0.171 | 0.172 | 0.173 | 0.174 | 0.175 | 0.0065 | 0.007 | 0.0075 | 0.008 | 0.0085 | 0.001 | 0.001 | 0.001 | 0.001 | 0.001 | 0.04 | 0.04 | 0.04 | 0.04 | 0.04 | 1 | 1 | 1 | 1 | 1 | 0 | 0 | 0 | 0 | 0 | 2.5 | 2.5 | 2.5 | 2.5 | 2.5 | 0.5154 | 0.5 | 0.5 | 0.5 | 0.5
Enfield Water System | 0.21925 | 7.3 | 0 |  | 2450 | 0.1004 | 0.04 | 0 | 0 | 0.061 | 0.01785 | 40.9796 | 2455 | 2460 | 2465 | 2470 | 2475 | Halifax | 0.1005 | 0.1006 | 0.1007 | 0.1008 | 0.1009 | 0.041 | 0.042 | 0.0425 | 0.043 | 0.0435 | 0 | 0 | 0 | 0 | 0 | 0 | 0 | 0 | 0 | 0 | 0.061 | 0.061 | 0.061 | 0.061 | 0.061 | 0.0271 | 0.0273 | 0.0274 | 0.0275 | 0.0275 | 0 | 0 | 0 | 0 | 0 | 0 | 0 | 0 | 0 | 0 | 0 | 0 | 0 | 0 | 0 | 0 | 0 | 0 | 0 | 0
Everetts | 0.036092 | 0.045 | 0 |  | 419 | 0.0165 | 0.0031 | 0 | 0 | 0.0003 | 0.016192 | 39.3795 | 425 | 432 | 438 | 444 | 460 | Martin | 0.0167 | 0.017 | 0.0173 | 0.0175 | 0.018 | 0.0032 | 0.0032 | 0.0032 | 0.0033 | 0.0034 | 0 | 0 | 0 | 0 | 0 | 0 | 0 | 0 | 0 | 0 | 0.0002 | 0.0002 | 0.0003 | 0.0003 | 0.0003 | 0.012 | 0.012 | 0.012 | 0.012 | 0.012 | 0 | 0 | 0 | 0 | 0 | 0 | 0 | 0 | 0 | 0 | 0.045 | 0.045 | 0.045 | 0.045 | 0.045 | 0 | 0 | 0 | 0 | 0
Fair Bluff | 0.071 | 0.468 | 0 |  | 871 | 0.035 | 0 | 0.0025 | 0.0001 | 0.01 | 0.0234 | 40.1837 | 872 | 873 | 874 | 875 | 876 | Columbus | 0.0349 | 0.035 | 0.0351 | 0.0352 | 0.0353 | 0 | 0 | 0 | 0 | 0 | 0.0025 | 0.0025 | 0.0025 | 0.0025 | 0.0025 | 0.0001 | 0.0001 | 0.0001 | 0.0001 | 0.0001 | 0.001 | 0.001 | 0.001 | 0.001 | 0.001 | 0.0235 | 0.0235 | 0.0235 | 0.0235 | 0.0235 | 0 | 0 | 0 | 0 | 0 | 0 | 0 | 0 | 0 | 0 | 0 | 0 | 0 | 0 | 0 | 0 | 0 | 0 | 0 | 0
Fairfield Harbour | 0.56677 | 1.012 | 0 |  | 4762 | 0.1965 | 0.0057 | 0 | 0 | 0.2084 | 0.15617 | 41.2642 | 5019 | 5270 | 5534 | 5550 | 5550 | Craven | 0.2008 | 0.2014 | 0.202 | 0.203 | 0.203 | 0.004 | 0.0042 | 0.0044 | 0.0046 | 0.0046 | 0 | 0 | 0 | 0 | 0 | 0 | 0 | 0 | 0 | 0 | 0.012 | 0.012 | 0.012 | 0.012 | 0.012 | 0.0812 | 0.0815 | 0.0818 | 0.0138 | 0.0824 | 0 | 0 | 0 | 0 | 0 | 0 | 0 | 0 | 0 | 0 | 0 | 0 | 0 | 0 | 0 | 0 | 0 | 0 | 0 | 0
Fairfield Sapphire | 0.37433 | 0.644 | 0 |  | 3961 | 0.132 | 0.0153 | 0 | 0 | 0.023 | 0.20403 | 33.3249 | 4334 | 4707 | 4809 | 4809 | 4809 | Jackson | 0.1359 | 0.1493 | 0.153 | 0.153 | 0.153 | 0.022 | 0.022 | 0.022 | 0.022 | 0.022 | 0 | 0 | 0 | 0 | 0 | 0 | 0 | 0 | 0 | 0 | 0.024 | 0.024 | 0.025 | 0.025 | 0.025 | 0.2174 | 0.2334 | 0.239 | 0.239 | 0.239 | 0 | 0 | 0 | 0 | 0 | 0 | 0 | 0 | 0 | 0 | 0 | 0 | 0 | 0 | 0 | 0 | 0 | 0 | 0 | 0
Fairmont | 0.358 | 1.399 | 0 |  | 2537 | 0.272 | 0.0129 | 0 | 0 | 0 | 0.0731 | 107.2132 | 2580 | 2600 | 2610 | 2620 | 2630 | Robeson | 0.2722 | 0.2724 | 0.2726 | 0.2728 | 0.273 | 0.013 | 0.0132 | 0.0134 | 0.0136 | 0.0138 | 0 | 0 | 0 | 0 | 0 | 0 | 0 | 0 | 0 | 0 | 0 | 0 | 0 | 0 | 0 | 0.033 | 0.034 | 0.036 | 0.037 | 0.038 | 0 | 0 | 0 | 0 | 0 | 0 | 0 | 0 | 0 | 0 | 0 | 0 | 0 | 0 | 0 | 0 | 0 | 0 | 0 | 0
Faison | 0.418 | 1.674 | 0 |  | 995 | 0.0434 | 0.011 | 0.451 | 0 | 0.022 | -0.1094 | 43.6181 | 1000 | 1000 | 1000 | 1000 | 1000 | Duplin | 0.0525 | 0.0525 | 0.0525 | 0.0525 | 0.0525 | 0.0125 | 0.0125 | 0.0125 | 0.0125 | 0.0125 | 0.45 | 0.45 | 0.45 | 0.45 | 0.45 | 0 | 0 | 0 | 0 | 0 | 0.025 | 0.025 | 0.025 | 0.025 | 0.025 | 0 | 0 | 0 | 0 | 0 | 0 | 0 | 0 | 0 | 0 | 0 | 0 | 0 | 0 | 0 | 0 | 0 | 0 | 0 | 0 | 0 | 0 | 0 | 0 | 0
Faith | 0.075292 | 0.209 | 0 |  | 1000 | 0.0557 | 0.0025 | 0.0025 | 0.0003 | 0 | 0.014292 | 55.7 | 1000 | 1010 | 1030 | 1050 | 1070 | Rowan | 0.0608 | 0.0625 | 0.0665 | 0.0675 | 0.07 | 0.0032 | 0.0032 | 0.0033 | 0.0033 | 0.0033 | 0.0025 | 0.0025 | 0.0025 | 0.0025 | 0.0025 | 0.0043 | 0.0043 | 0.0043 | 0.0043 | 0.0044 | 0.0001 | 0.0001 | 0.0001 | 0.0001 | 0.0001 | 0.009 | 0.009 | 0.009 | 0.009 | 0.009 | 0 | 0 | 0 | 0 | 0 | 0 | 0 | 0 | 0 | 0 | 0 | 0 | 0 | 0 | 0 | 0 | 0 | 0 | 0 | 0
Falcon | 0.10408 | 0.2 | 0.0096 |  | 730 | 0.035 | 0.029 | 0 | 0.016 | 0 | 0.014483 | 47.9452 | 735 | 740 | 750 | 800 | 900 | Cumberland | 0.0355 | 0.04 | 0.041 | 0.045 | 0.05 | 0.0295 | 0.031 | 0.034 | 0.036 | 0.04 | 0 | 0 | 0 | 0 | 0 | 0.015 | 0.017 | 0.019 | 0.02 | 0.025 | 0 | 0 | 0 | 0 | 0 | 0.0111 | 0.0122 | 0.013 | 0.014 | 0.016 | 0 | 0 | 0 | 0 | 0 | 0 | 0 | 0 | 0 | 0 | 0.2 | 0.2 | 0.2 | 0.2 | 0.2 | 0.04 | 0.04 | 0.04 | 0.04 | 0.04
Fallston Water System | 0.039975 | 1 | 0 |  | 590 | 0.0288 | 0.0087 | 0 | 0.0015 | 0.0006 | 0.000375 | 48.8136 | 615 | 630 | 645 | 660 | 675 | Cleveland | 0.029 | 0.0295 | 0.0305 | 0.031 | 0.0315 | 0.01 | 0.011 | 0.012 | 0.013 | 0.014 | 0 | 0 | 0 | 0 | 0 | 0.0016 | 0.0017 | 0.0018 | 0.0019 | 0.002 | 0.0009 | 0.001 | 0.002 | 0.003 | 0.004 | 0.0005 | 0.0007 | 0.0009 | 0.001 | 0.0012 | 0 | 0 | 0 | 0 | 0 | 0 | 0 | 0 | 0 | 0 | 1 | 1 | 1 | 1 | 1 | 0 | 0 | 0 | 0 | 0
Farmville | 1.1147 | 1.1932 | 0.046928 |  | 7150 | 0.5124 | 0.2085 | 0.0314 | 0.0163 | 0.2 | 0.099213 | 71.6643 | 7335 | 7555 | 7782 | 8015 | 8245 | Pitt | 0.5281 | 0.5439 | 0.5603 | 0.577 | 0.588 | 0.1092 | 0.1125 | 0.1158 | 0.1193 | 0.1233 | 0.0335 | 0.0348 | 0.0363 | 0.0379 | 0.0395 | 0.022 | 0.025 | 0.027 | 0.029 | 0.031 | 0.2235 | 0.247 | 0.272 | 0.299 | 0.319 | 0.12 | 0.126 | 0.1323 | 0.1389 | 0.1459 | 0.4 | 0.4 | 0.4 | 0.4 | 0.4 | 0 | 0 | 0 | 0 | 0 | 0.9896 | 0.9896 | 0.9896 | 0.9896 | 0.9896 | 0.1 | 0.1 | 0.1 | 0.1 | 0.1
Fayetteville | 28.8844 | 85.8 | 3.3587 |  | 204118 | 10.736 | 4.862 | 2.514 | 0 | 5.368 | 2.0457 | 52.597 | 287012 | 339406 | 355923 | 372440 | 388958 | Cumberland | 15.62 | 18.47 | 19.37 | 20.26 | 21.16 | 8.95 | 10.58 | 11.09 | 11.61 | 12.12 | 6.474 | 10.434 | 15.494 | 20.554 | 25.614 | 0 | 0 | 0 | 0 | 0 | 6.402 | 7.988 | 9.209 | 10.432 | 11.79 | 3.959 | 4.94 | 5.696 | 6.452 | 7.292 | 16 | 16 | 16 | 16 | 16 | 0.521 | 0.721 | 0.901 | 1.093 | 1.301 | 0 | 0 | 0 | 0 | 0 | 3.3327 | 3.3327 | 3.3327 | 3.3327 | 3.3327
First Craven Sanitary District | 0.51814 | 1.476 | 0 |  | 6200 | 0.318 | 0.018 | 0.004 | 0.001 | 0.078 | 0.099142 | 51.2903 | 6750 | 7400 | 8150 | 8960 | 10500 | Craven | 0.343 | 0.377 | 0.416 | 0.457 | 0.495 | 0.024 | 0.027 | 0.029 | 0.032 | 0.036 | 0.0055 | 0.0067 | 0.0073 | 0.0081 | 0.0092 | 0.0034 | 0.0037 | 0.0041 | 0.0045 | 0.0049 | 0.085 | 0.09 | 0.095 | 0.1 | 0.106 | 0.11 | 0.121 | 0.1331 | 0.1464 | 0.1611 | 0.5 | 0.5 | 0.5 | 0.5 | 0.5 | 0 | 0 | 0 | 0 | 0 | 0 | 0 | 0 | 0 | 0 | 0 | 0 | 0 | 0 | 0
Flowers Plantation | 0.59025 | 0.7935 | 0 |  | 8800 | 0.491 | 0.034 | 0 | 0 | 0.001 | 0.06425 | 55.7955 | 10000 | 10100 | 10100 | 10100 | 10100 | Johnston | 0.51 | 0.51 | 0.51 | 0.51 | 0.51 | 0.04 | 0.04 | 0.04 | 0.04 | 0.04 | 0 | 0 | 0 | 0 | 0 | 0 | 0 | 0 | 0 | 0 | 0.001 | 0.001 | 0.001 | 0.001 | 0.001 | 0.05 | 0.05 | 0.05 | 0.05 | 0.05 | 0 | 0 | 0 | 0 | 0 | 0 | 0 | 0 | 0 | 0 | 0.7935 | 0.7935 | 0.7935 | 0.7935 | 0.7935 | 0 | 0 | 0 | 0 | 0
Fontana Dam | 0.23097 | 0.5 | 0 |  | 25 | 0.0025 | 0.0378 | 0 | 0 | 0.013 | 0.17767 | 100 | 25 | 25 | 25 | 25 | 25 | Graham | 0.002 | 0.002 | 0.002 | 0.002 | 0.002 | 0.023 | 0.023 | 0.023 | 0.023 | 0.023 | 0 | 0 | 0 | 0 | 0 | 0 | 0 | 0 | 0 | 0 | 0.008 | 0.008 | 0.008 | 0.008 | 0.008 | 0.01 | 0.01 | 0.01 | 0.01 | 0.01 | 0 | 0 | 0 | 0 | 0 | 0 | 0 | 0 | 0 | 0 | 0 | 0 | 0 | 0 | 0 | 0 | 0 | 0 | 0 | 0
Forest City | 3.0253 | 12 | 0.28869 |  | 21366 | 0.732 | 0.616 | 0.722 | 0.072 | 0.0639 | 0.53074 | 34.26 | 21580 | 23850 | 26358 | 29130 | 32194 | Rutherford | 0.809 | 0.894 | 0.988 | 1.092 | 1.207 | 0.647 | 0.681 | 0.752 | 0.791 | 0.832 | 0.759 | 0.782 | 0.806 | 0.83 | 0.856 | 0.074 | 0.076 | 0.079 | 0.081 | 0.084 | 0.2 | 0.3 | 0.3 | 0.3 | 0.3 | 0.226 | 0.233 | 0.24 | 0.248 | 0.255 | 0 | 0 | 0 | 0 | 0 | 0 | 0 | 0 | 0 | 0 | 0 | 0 | 0 | 0 | 0 | 0.99 | 0.99 | 0.99 | 0.99 | 0.99
Fork Township SD | 0.7585 | 1.9254 | 0.1105 |  | 9426 | 0.4631 | 0.0732 | 0 | 0 | 0.03 | 0.081698 | 49.1301 | 10939 | 12695 | 14733 | 17098 | 19842 | Wayne | 0.5374 | 0.6237 | 0.7238 | 0.84 | 0.9749 | 0.085 | 0.0986 | 0.1144 | 0.1328 | 0.1541 | 0 | 0 | 0 | 0 | 0 | 0 | 0 | 0 | 0 | 0 | 0 | 0 | 0 | 0 | 0 | 0.09 | 0.1045 | 0.1212 | 0.1407 | 0.1633 | 0.0288 | 0.0288 | 0.0288 | 0.0288 | 0.0288 | 0 | 0 | 0 | 0 | 0 | 0.2 | 0.2 | 0.2 | 0.2 | 0.2 | 0.2 | 0.2 | 0.2 | 0.2 | 0.2
Fork Township SD Purchase System | 0.2658 | 0.5 | 0 |  | 2741 | 0.1294 | 0.0415 | 0 | 0 | 0.055 | 0.0399 | 47.209 | 3195 | 3723 | 4338 | 5054 | 5890 | Wayne | 0.1502 | 0.1743 | 0.2023 | 0.2347 | 0.2724 | 0.0482 | 0.0559 | 0.0649 | 0.0753 | 0.0874 | 0 | 0 | 0 | 0 | 0 | 0 | 0 | 0 | 0 | 0 | 0.058 | 0.0673 | 0.0782 | 0.0907 | 0.1053 | 0.042 | 0.0487 | 0.0565 | 0.0656 | 0.076 | 0 | 0 | 0 | 0 | 0 | 0 | 0 | 0 | 0 | 0 | 0.5 | 0.5 | 0.5 | 0.5 | 0.5 | 0 | 0 | 0 | 0 | 0
Fountain | 0.045975 | 0.1 | 0 |  | 427 | 0.0278 | 0.0065 | 0 | 0.002 | 0.001 | 0.008675 | 65.1054 | 427 | 427 | 427 | 427 | 427 | Pitt | 0.0278 | 0.0278 | 0.0278 | 0.0278 | 0.0278 | 0.0065 | 0.0065 | 0.0065 | 0.0065 | 0.0065 | 0 | 0 | 0 | 0 | 0 | 0.002 | 0.002 | 0.002 | 0.002 | 0.002 | 0.001 | 0.001 | 0.001 | 0.001 | 0.001 | 0.0065 | 0.0065 | 0.0065 | 0.0065 | 0.0065 | 0 | 0 | 0 | 0 | 0 | 0 | 0 | 0 | 0 | 0 | 0.1 | 0.1 | 0.1 | 0.1 | 0.1 | 0 | 0 | 0 | 0 | 0
Four Oaks | ERROR | 0 | 0 |  | #N/A | 0 | 0 | 0 | 0 | 0 | #VALUE! | ERROR | 0 | 0 | 0 | 0 | 0 | Johnston | 0 | 0 | 0 | 0 | 0 | 0 | 0 | 0 | 0 | 0 | 0 | 0 | 0 | 0 | 0 | 0 | 0 | 0 | 0 | 0 | 0 | 0 | 0 | 0 | 0 | 0 | 0 | 0 | 0 | 0 | 0 | 0 | 0 | 0 | 0 | 0 | 0 | 0 | 0 | 0 | 0 | 0 | 0 | 0 | 0 | 0 | 0 | 0 | 0 | 0
Foxfire Village | 0.1125 | 0.1756 | 0 |  | 1135 | 0.1003 | 0.0017 | 0 | 0.006 | 0 | 0.0045 | 88.37 | 1476 | 1845 | 2214 | 2657 | 3188 | Moore | 0.1402 | 0.1753 | 0.2103 | 0.2524 | 0.3029 | 0.003 | 0.004 | 0.005 | 0.006 | 0.007 | 0 | 0 | 0 | 0 | 0 | 0.007 | 0.0075 | 0.008 | 0.0085 | 0.009 | 0.0002 | 0.0002 | 0.0002 | 0.0002 | 0.0002 | 0.026 | 0.032 | 0.039 | 0.046 | 0.055 | 0.108 | 0.108 | 0.108 | 0.108 | 0.108 | 0 | 0 | 0 | 0 | 0 | 0 | 0 | 0 | 0 | 0 | 0 | 0 | 0 | 0 | 0
Franklin | 1.0052 | 3.1 | 0 |  | 6972 | 0.312 | 0.451 | 0 | 0 | 0.105 | 0.13717 | 44.7504 | 7809 | 8746 | 9796 | 10972 | 13170 | Macon | 0.349 | 0.3908 | 0.4377 | 0.4902 | 0.549 | 0.5051 | 0.5657 | 0.6335 | 0.7095 | 0.7946 | 0 | 0 | 0 | 0 | 0 | 0 | 0 | 0 | 0 | 0 | 0.1176 | 0.1317 | 0.1475 | 0.1652 | 0.185 | 0.1592 | 0.1783 | 0.1997 | 0.2236 | 0.2504 | 0 | 0 | 0 | 0 | 0 | 0 | 0 | 0 | 0 | 0 | 0 | 0 | 0 | 0 | 0 | 0 | 0 | 0 | 0 | 0
Franklin County Public Utilities | 2.7576 | 5.667 | 0.3211 |  | 21095 | 0.65 | 0.0676 | 1.185 | 0.25 | 0.0755 | 0.20838 | 30.813 | 28905 | 38846 | 45083 | 52320 | 57794 | Franklin | 1.17 | 1.573 | 1.826 | 2.12 | 2.34 | 0.1074 | 0.1472 | 0.2017 | 0.2764 | 0.35 | 1.4 | 1.9 | 2.3 | 2.3 | 2.3 | 0.55 | 0.75 | 0.75 | 0.9 | 1.2 | 0.095 | 0.115 | 0.1275 | 0.137 | 0.15 | 0.3058 | 0.4128 | 0.4791 | 0.5277 | 0.5836 | 0 | 0 | 0 | 0 | 0 | 0 | 0 | 0 | 0 | 0 | 3.667 | 3.667 | 3.667 | 3.667 | 3.667 | 0.421 | 0.421 | 0.421 | 0.421 | 0.421
Franklinville | 0.12683 | 0.25 | 0 |  | 1196 | 0.0608 | 0.0092 | 0 | 0 | 0.022 | 0.034833 | 50.8361 | 1250 | 1300 | 1400 | 1500 | 1600 | Randolph | 0.072 | 0.075 | 0.078 | 0.081 | 0.085 | 0.013 | 0.014 | 0.015 | 0.016 | 0.018 | 0.005 | 0.005 | 0.005 | 0.005 | 0.005 | 0 | 0 | 0 | 0 | 0 | 0.023 | 0.024 | 0.025 | 0.0206 | 0.027 | 0.0303 | 0.0317 | 0.033 | 0.0329 | 0.0362 | 0 | 0 | 0 | 0 | 0 | 0 | 0 | 0 | 0 | 0 | 0.25 | 0.25 | 0.25 | 0.25 | 0.25 | 0 | 0 | 0 | 0 | 0
Fremont | 0.17217 | 0 | 0.046026 |  | 1265 | 0.107 | 0.008 | 0 | 0 | 0.0005 | 0.010641 | 84.585 | 1265 | 1265 | 1265 | 1265 | 1265 | Wayne | 0.107 | 0.107 | 0.107 | 0.107 | 0.107 | 0.008 | 0.008 | 0.008 | 0.008 | 0.008 | 0 | 0 | 0 | 0 | 0 | 0 | 0 | 0 | 0 | 0 | 0.0005 | 0.0005 | 0.0005 | 0.0005 | 0.0005 | 0.0093 | 0.0093 | 0.0093 | 0.0093 | 0.0093 | 0.11 | 0.11 | 0.11 | 0.11 | 0.11 | 0 | 0 | 0 | 0 | 0 | 0.1707 | 0.1707 | 0.1707 | 0.1707 | 0.1707 | 0.1 | 0.1 | 0.1 | 0.1 | 0.1
Fuquay-Varina | 2.5817 | 4.25 | 0 |  | 33000 | 1.713 | 0.396 | 0.025 | 0.039 | 0.1 | 0.30875 | 51.9091 | 51530 | 70290 | 89050 | 108000 | 126000 | Wake | 3.0565 | 4.255 | 5.486 | 6.8005 | 8.0124 | 0.608 | 0.791 | 0.949 | 1.044 | 1.1485 | 0.0385 | 0.05 | 0.06 | 0.066 | 0.0726 | 0.157 | 0.204 | 0.245 | 0.2695 | 0.2965 | 0.1 | 0.1 | 0.1 | 0.1 | 0.1 | 0.44 | 0.6 | 0.76 | 0.92 | 1.07 | 6 | 6 | 6 | 6 | 6 | 0 | 0 | 0 | 0 | 0 | 4.25 | 4.25 | 4.25 | 4.25 | 4.25 | 0 | 0 | 0 | 0 | 0
Garland | 0.0706 | 0.48 | 0.016 |  | 625 | 0.038 | 0.0078 | 0 | 0.012 | 0.0015 | -0.0047 | 60.8 | 660 | 670 | 680 | 690 | 695 | Sampson | 0.032 | 0.034 | 0.035 | 0.0355 | 0.036 | 0.061 | 0.062 | 0.033 | 0.0385 | 0.0395 | 0 | 0 | 0 | 0 | 0 | 0.001 | 0.001 | 0.001 | 0.001 | 0.001 | 0.001 | 0.001 | 0.001 | 0.001 | 0.001 | 0.009 | 0.0095 | 0.0095 | 0.01 | 0.01 | 0 | 0 | 0 | 0 | 0 | 0 | 0 | 0 | 0 | 0 | 0 | 0 | 0 | 0 | 0 | 0.032 | 0.032 | 0.032 | 0.032 | 0.032
Gates Co | 0.798 | 1.43 | 0 |  | 11639 | 0.77 | 0 | 0 | 0 | 0 | 0.028 | 66.1569 | 11909 | 12179 | 12449 | 12719 | 12989 | Gates | 0.824 | 0.849 | 0.874 | 0.899 | 0.924 | 0 | 0 | 0 | 0 | 0 | 0 | 0 | 0 | 0 | 0 | 0 | 0 | 0 | 0 | 0 | 0 | 0 | 0 | 0 | 0 | 0.03 | 0.0309 | 0.0318 | 0.0327 | 0.0336 | 0 | 0 | 0 | 0 | 0 | 0 | 0 | 0 | 0 | 0 | 0 | 0 | 0 | 0 | 0 | 0 | 0 | 0 | 0 | 0
Gibson (Scotland Co - South WSD) | 0.03095 | 0.15 | 0 |  | 701 | 0.024 | 0 | 0 | 0 | 0.002 | 0.00495 | 34.2368 | 701 | 701 | 701 | 701 | 701 | Scotland | 0.0241 | 0.0241 | 0.0241 | 0.0241 | 0.0241 | 0 | 0 | 0 | 0 | 0 | 0 | 0 | 0 | 0 | 0 | 0 | 0 | 0 | 0 | 0 | 0.001 | 0.001 | 0.001 | 0.001 | 0.001 | 0.0051 | 0.0051 | 0.0051 | 0.0051 | 0.0051 | 0 | 0 | 0 | 0 | 0 | 0 | 0 | 0 | 0 | 0 | 0.15 | 0.15 | 0.15 | 0.15 | 0.15 | 0 | 0 | 0 | 0 | 0
Gibsonville | 0.55725 | 2.5 | 0 |  | 7551 | 0.458 | 0.0481 | 0.0075 | 0.0008 | 0.001 | 0.04185 | 60.6542 | 11546 | 17091 | 23927 | 33498 | 46897 | Guilford | 1.018 | 1.507 | 2.11 | 2.955 | 4.137 | 0.074 | 0.109 | 0.153 | 0.214 | 0.3007 | 0.011 | 0.017 | 0.02 | 0.025 | 0.0307 | 0.001 | 0.0018 | 0.002 | 0.0027 | 0.003 | 0.027 | 0.041 | 0.0578 | 0.08 | 0.113 | 0.088 | 0.1304 | 0.1823 | 0.2549 | 0.3567 | 0 | 0 | 0 | 0 | 0 | 0 | 0 | 0 | 0 | 0 | 2.5 | 2.5 | 2.5 | 2.5 | 2.5 | 0 | 0 | 0 | 0 | 0
Godwin | 0.019083 | 0.04 | 0 |  | 275 | 0.012 | 0 | 0 | 0.0003 | 0.0001 | 0.0066833 | 43.6364 | 275 | 278 | 280 | 282 | 285 | Cumberland | 0.012 | 0.012 | 0.012 | 0.012 | 0.012 | 0 | 0 | 0 | 0 | 0 | 0 | 0 | 0 | 0 | 0 | 0.0003 | 0.0003 | 0.0003 | 0.0003 | 0.0003 | 0.0001 | 0.0001 | 0 | 0 | 0 | 0.0012 | 0.0012 | 0.0012 | 0.0012 | 0.0012 | 0 | 0 | 0 | 0 | 0 | 0 | 0 | 0 | 0 | 0 | 0.04 | 0.04 | 0.04 | 0.04 | 0.04 | 0 | 0 | 0 | 0 | 0
Goldsboro | 6.1903 | 25.853 | 0.921 |  | 34186 | 1.118 | 1.391 | 2.075 | 0 | 0.342 | 0.34333 | 32.7034 | 34528 | 34873 | 35222 | 35574 | 35930 | Wayne | 1.4156 | 1.423 | 1.44 | 1.4585 | 1.4731 | 1.4049 | 1.419 | 1.4331 | 1.4475 | 1.462 | 1.141 | 1.141 | 1.141 | 1.141 | 1.141 | 0 | 0 | 0 | 0 | 0 | 0.3454 | 0.3489 | 0.3524 | 0.3559 | 0.3594 | 0.6463 | 0.6496 | 0.6528 | 0.6561 | 0.6561 | 0 | 0 | 0 | 0 | 0 | 0 | 0 | 0 | 0 | 0 | 0 | 0 | 0 | 0 | 0 | 3.7 | 3.7 | 3.7 | 3.7 | 3.7
Goldston Gulf SD | 0.071417 | 0.25 | 0 |  | 1251 | 0.049 | 0 | 0 | 0 | 0.004 | 0.018417 | 39.1687 | 1251 | 1251 | 1251 | 1251 | 1251 | Chatham | 0.047 | 0.047 | 0.047 | 0.047 | 0.047 | 0 | 0 | 0 | 0 | 0 | 0 | 0 | 0 | 0 | 0 | 0 | 0 | 0 | 0 | 0 | 0.003 | 0.003 | 0.003 | 0.003 | 0.003 | 0.0158 | 0.0158 | 0.0158 | 0.0158 | 0.0158 | 0 | 0 | 0 | 0 | 0 | 0 | 0 | 0 | 0 | 0 | 0.25 | 0.25 | 0.25 | 0.25 | 0.25 | 0 | 0 | 0 | 0 | 0
Graham | 4.1275 | 12.5 | 2.1048 |  | 15568 | 0.667 | 0.374 | 0.237 | 0.075 | 0.392 | 0.27772 | 42.8443 | 16500 | 17463 | 18511 | 19622 | 20733 | Alamance | 0.686 | 0.725 | 0.771 | 0.817 | 0.863 | 0.358 | 0.379 | 0.402 | 0.426 | 0.45 | 0.247 | 0.262 | 0.278 | 0.294 | 0.31 | 0.123 | 0.13 | 0.138 | 0.146 | 0.154 | 0.204 | 0.217 | 0.23 | 0.243 | 0.256 | 0.2415 | 0.2557 | 0.2715 | 0.2875 | 0.3035 | 0 | 0 | 0 | 0 | 0 | 0 | 0 | 0 | 0 | 0 | 0 | 0 | 0 | 0 | 0 | 6.4825 | 6.4825 | 6.4825 | 6.4825 | 6.4825
Granite Falls | 1.3076 | 2.5 | 0.44772 |  | 6386 | 0.268 | 0.08 | 0.006 | 0.0213 | 0.072 | 0.41256 | 41.9668 | 6354 | 6322 | 6290 | 6259 | 6228 | Caldwell | 0.267 | 0.266 | 0.265 | 0.264 | 0.263 | 0.076 | 0.075 | 0.075 | 0.074 | 0.074 | 0.014 | 0.014 | 0.014 | 0.014 | 0.014 | 0.027 | 0.027 | 0.027 | 0.026 | 0.026 | 0.095 | 0.095 | 0.094 | 0.094 | 0.093 | 0.21 | 0.21 | 0.21 | 0.21 | 0.21 | 0 | 0 | 0 | 0 | 0 | 0 | 0 | 0 | 0 | 0 | 0 | 0 | 0 | 0 | 0 | 0.6715 | 0.6715 | 0.6715 | 0.6715 | 0.6715
Green Level | 0.13356 | 0.181 | 0 |  | 2403 | 0.1168 | 0 | 0 | 0 | 0.001 | 0.015758 | 48.6059 | 2643 | 2907 | 3198 | 3518 | 3870 | Alamance | 0.1284 | 0.1413 | 0.1554 | 0.1709 | 0.188 | 0 | 0 | 0 | 0 | 0 | 0 | 0 | 0 | 0 | 0 | 0 | 0 | 0 | 0 | 0 | 0 | 0 | 0 | 0 | 0 | 0.0149 | 0.0164 | 0.0181 | 0.0199 | 0.0219 | 0 | 0 | 0 | 0 | 0 | 0 | 0 | 0 | 0 | 0 | 0.181 | 0.181 | 0.181 | 0.181 | 0.181 | 0 | 0 | 0 | 0 | 0
Greene County RWS | 1.4582 | 3.8081 | 0.2184 |  | 9570 | 0.5588 | 0.0232 | 0 | 0.138 | 0.31 | 0.20983 | 58.3908 | 9521 | 9521 | 9521 | 9521 | 9521 | Greene | 0.556 | 0.556 | 0.556 | 0.556 | 0.556 | 0.0231 | 0.0231 | 0.0231 | 0.0231 | 0.0231 | 0 | 0 | 0 | 0 | 0 | 0.138 | 0.138 | 0.138 | 0.138 | 0.138 | 0.3084 | 0.3084 | 0.3084 | 0.3084 | 0.3084 | 0.2042 | 0.2042 | 0.2042 | 0.2042 | 0.2042 | 0 | 0 | 0 | 0 | 0 | 0 | 0 | 0 | 0 | 0 | 2.1458 | 2.1458 | 2.1458 | 2.1458 | 2.1458 | 0.6298 | 0.6298 | 0.6298 | 0.6298 | 0.6298
Greenevers | 0.072717 | 0.1 | 0 |  | 1390 | 0.05 | 0.002 | 0 | 0.001 | 0.002 | 0.017717 | 35.9712 | 1462 | 1500 | 1544 | 1600 | 1650 | Duplin | 0.051 | 0.052 | 0.053 | 0.054 | 0.055 | 0.003 | 0.003 | 0.003 | 0.003 | 0.003 | 0 | 0 | 0 | 0 | 0 | 0.001 | 0.001 | 0.001 | 0.001 | 0.001 | 0.003 | 0.003 | 0.003 | 0.003 | 0.003 | 0.018 | 0.0185 | 0.019 | 0.019 | 0.019 | 0 | 0 | 0 | 0 | 0 | 0 | 0 | 0 | 0 | 0 | 0 | 0 | 0 | 0 | 0 | 0 | 0 | 0 | 0 | 0
Greensboro | 31.6352 | 52.93 | 0.11211 |  | 318529 | 16.81 | 9.07 | 0.75 | 0.78 | 3.555 | 0.55806 | 52.7738 | 349184 | 382790 | 419630 | 460015 | 504287 | Guilford | 18.165 | 20.04 | 22.01 | 24.14 | 26.16 | 10.08 | 11.09 | 12.41 | 13.14 | 14.01 | 1.9 | 2.9 | 3.01 | 3.3 | 3.5 | 0.992 | 1.14 | 1.2 | 1.4 | 1.5 | 3.56 | 3.56 | 3.56 | 3.56 | 3.56 | 2.89 | 2.86 | 2.77 | 2.65 | 2.83 | 4.9 | 15.25 | 21.6 | 21.6 | 21.6 | 0 | 0 | 0 | 0 | 0 | 16.933 | 16.933 | 16.933 | 16.933 | 16.933 | 0.1118 | 0.1118 | 0.1118 | 0.1118 | 0.1118
Greenville Utilities Commission | 14.0163 | 22.8011 | 1.7537 |  | 115500 | 6.01 | 2.46 | 1.01 | 0 | 1.7 | 1.0827 | 52.0346 | 162072 | 215273 | 285938 | 356603 | 389000 | Pitt | 8.985 | 11.728 | 15.548 | 19.529 | 22.112 | 3.674 | 4.796 | 6.358 | 7.986 | 9.042 | 1.503 | 1.962 | 2.601 | 3.267 | 3.699 | 0 | 0 | 0 | 0 | 0 | 2.538 | 3.314 | 4.393 | 5.518 | 6.247 | 1.6279 | 2.125 | 2.8171 | 3.5384 | 4.0063 | 9.5 | 19.5 | 29.5 | 29.5 | 39.5 | 0 | 0 | 0 | 0 | 0 | 0 | 0 | 0 | 0 | 0 | 3.989 | 3.989 | 3.989 | 3.989 | 3.989
Grifton | 0.14917 | 0.144 | 0 |  | 2982 | 0.1069 | 0.0066 | 0.0008 | 0.0004 | 0.002 | 0.032467 | 35.8484 | 3004 | 3117 | 3222 | 3331 | 3444 | Pitt | 0.1076 | 0.1116 | 0.1153 | 0.1231 | 0.1272 | 0.0066 | 0.0068 | 0.0071 | 0.0076 | 0.0078 | 0.0008 | 0.0008 | 0.0008 | 0.0009 | 0.0009 | 0.0004 | 0.0004 | 0.0004 | 0.0005 | 0.0005 | 0.002 | 0.002 | 0.002 | 0.002 | 0.002 | 0.033 | 0.0333 | 0.0337 | 0.034 | 0.0343 | 0 | 0 | 0 | 0 | 0 | 0 | 0 | 0 | 0 | 0 | 0.144 | 0.144 | 0.144 | 0.144 | 0.144 | 0 | 0 | 0 | 0 | 0
Grimesland | 0.029183 | 0.417 | 0 |  | 610 | 0.022 | 0.004 | 0 | 0.0002 | 0.0005 | 0.0024833 | 36.0656 | 616 | 644 | 670 | 698 | 727 | Pitt | 0.0231 | 0.024 | 0.0249 | 0.0259 | 0.0269 | 0.0042 | 0.0044 | 0.0045 | 0.0047 | 0.0049 | 0 | 0 | 0 | 0 | 0 | 0.0032 | 0.0033 | 0.0034 | 0.0035 | 0.0037 | 0.0005 | 0.0005 | 0.0005 | 0.0005 | 0.0005 | 0.0029 | 0.003 | 0.0031 | 0.0032 | 0.0034 | 0 | 0 | 0 | 0 | 0 | 0 | 0 | 0 | 0 | 0 | 0 | 0 | 0 | 0 | 0 | 0 | 0 | 0 | 0 | 0
Grover | 0.06775 | 0.25 | 0 |  | 705 | 0.038 | 0.014 | 0.001 | 0.0012 | 0.007 | 0.00655 | 53.9007 | 718 | 733 | 745 | 760 | 774 | Cleveland | 0.0382 | 0.0387 | 0.0395 | 0.0403 | 0.041 | 0.0175 | 0.0175 | 0.0178 | 0.018 | 0.018 | 0.001 | 0.001 | 0.001 | 0.001 | 0.001 | 0.0015 | 0.0015 | 0.0015 | 0.0016 | 0.0016 | 0.007 | 0.007 | 0.007 | 0.007 | 0.007 | 0.007 | 0.0071 | 0.0073 | 0.0075 | 0.0078 | 0 | 0 | 0 | 0 | 0 | 0 | 0 | 0 | 0 | 0 | 0.25 | 0.25 | 0.25 | 0.25 | 0.25 | 0 | 0 | 0 | 0 | 0
Halifax | 0.019208 | 0.125 | 0 |  | 205 | 0.0192 | 0 | 0 | 0 | 0.001 | -0.00099167 | 93.6585 | 203 | 200 | 197 | 194 | 194 | Halifax | 0.0183 | 0.0178 | 0.0172 | 0.0169 | 0.0165 | 0 | 0 | 0 | 0 | 0 | 0 | 0 | 0 | 0 | 0 | 0 | 0 | 0 | 0 | 0 | 0.001 | 0.001 | 0.001 | 0.001 | 0.001 | 0.0024 | 0.0024 | 0.0023 | 0.0023 | 0.0022 | 0 | 0 | 0 | 0 | 0 | 0 | 0 | 0 | 0 | 0 | 0.125 | 0.125 | 0.125 | 0.125 | 0.125 | 0 | 0 | 0 | 0 | 0
Halifax County | 2.5512 | 3.9 | 0.43253 |  | 20250 | 0.8761 | 0.1012 | 0.2882 | 0.2599 | 0.1388 | 0.45447 | 43.2642 | 21000 | 22000 | 22000 | 22000 | 22000 | Halifax | 1 | 1 | 1 | 1 | 1 | 0.11 | 0.11 | 0.11 | 0.11 | 0.11 | 0.3 | 0.3 | 0.3 | 0.3 | 0.3 | 0.26 | 0.26 | 0.26 | 0.26 | 0.26 | 0.09 | 0.09 | 0.09 | 0.09 | 0.09 | 0.5548 | 0.5548 | 0.5548 | 0.5548 | 0.5548 | 0 | 0 | 0 | 0 | 0 | 0 | 0 | 0 | 0 | 0 | 3.9 | 3.9 | 3.9 | 3.9 | 3.9 | 0.715 | 0.715 | 0.715 | 0.715 | 0.715
Hamilton | 0.051717 | 0.1 | 0 |  | 385 | 0.0209 | 0.004 | 0.0008 | 0 | 0.02 | 0.0060167 | 54.2857 | 385 | 385 | 385 | 385 | 385 | Martin | 0.02 | 0.02 | 0.02 | 0.02 | 0.02 | 0.004 | 0.004 | 0.004 | 0.004 | 0.004 | 0.001 | 0.001 | 0.001 | 0.001 | 0.001 | 0 | 0 | 0 | 0 | 0 | 0.02 | 0.02 | 0.02 | 0.02 | 0.02 | 0.0059 | 0.0059 | 0.0059 | 0.0059 | 0.0059 | 0 | 0 | 0 | 0 | 0 | 0 | 0 | 0 | 0 | 0 | 0 | 0 | 0 | 0 | 0 | 0 | 0 | 0 | 0 | 0
Hamlet Water System | 1.0308 | 3 | 0 |  | 10300 | 0.55 | 0.08 | 0.01 | 0.06 | 0.03 | 0.30075 | 53.3981 | 10800 | 10500 | 10700 | 11000 | 10900 | Richmond | 0.625 | 0.63 | 0.635 | 0.655 | 0.655 | 0.055 | 0.058 | 0.065 | 0.07 | 0.069 | 0.026 | 0.031 | 0.033 | 0.03 | 0.031 | 0.03 | 0.028 | 0.031 | 0.027 | 0.029 | 0.05 | 0.057 | 0.068 | 0.08 | 0.096 | 0.1606 | 0.1642 | 0.1698 | 0.1759 | 0.1795 | 0 | 0 | 0 | 0 | 0 | 0 | 0 | 0 | 0 | 0 | 0 | 0 | 0 | 0 | 0 | 0 | 0 | 0 | 0 | 0
Handy Sanitary District | 0.76276 | 1.125 | 0.10699 |  | 3157 | 0.272 | 0.015 | 0.002 | 0.011 | 0.0185 | 0.33727 | 86.1577 | 3241 | 3472 | 3600 | 3700 | 3700 | Davidson | 0.3 | 0.3229 | 0.3348 | 0.3441 | 0.3341 | 0.027 | 0.029 | 0.03 | 0.032 | 0.032 | 0.002 | 0.002 | 0.002 | 0.002 | 0.002 | 0.03 | 0.032 | 0.033 | 0.034 | 0.034 | 0.001 | 0.002 | 0.002 | 0.002 | 0.002 | 0.2511 | 0.266 | 0.2734 | 0.2799 | 0.2746 | 0 | 0 | 0 | 0 | 0 | 0 | 0 | 0 | 0 | 0 | 1.125 | 1.125 | 1.125 | 1.125 | 1.125 | 0.1067 | 0.1067 | 0.1067 | 0.1067 | 0.1067
Harkers Island WSD | 0.09805 | 0.504 | 0 |  | 2358 | 0.077 | 0.013 | 0 | 0 | 0.0021 | 0.00595 | 32.6548 | 2476 | 2600 | 2730 | 2866 | 3009 | Carteret | 0.085 | 0.093 | 0.102 | 0.113 | 0.124 | 0.014 | 0.016 | 0.017 | 0.019 | 0.021 | 0 | 0 | 0 | 0 | 0 | 0 | 0 | 0 | 0 | 0 | 0.0023 | 0.0025 | 0.0028 | 0.0031 | 0.0034 | 0.0051 | 0.0056 | 0.0061 | 0.0067 | 0.0074 | 0 | 0 | 0 | 0 | 0 | 0 | 0 | 0 | 0 | 0 | 0 | 0 | 0 | 0 | 0 | 0 | 0 | 0 | 0 | 0
Harnett Regional Water System | 19.9578 | 59.4357 | 10.4275 |  | 101389 | 5.2162 | 0.3414 | 0.0162 | 0.0925 | 1.3362 | 2.5279 | 51.4474 | 139437 | 156349 | 173256 | 190163 | 207071 | Harnett | 7.111 | 7.974 | 8.836 | 9.698 | 10.561 | 0.3771 | 0.4165 | 0.4601 | 0.5083 | 0.5615 | 0.0179 | 0.0198 | 0.0218 | 0.0241 | 0.0266 | 0.1128 | 0.1375 | 0.1676 | 0.2042 | 0.2489 | 1.4759 | 1.6304 | 1.8009 | 1.9894 | 2.1976 | 3.4129 | 3.8198 | 4.2359 | 4.6626 | 5.102 | 0 | 0 | 0 | 0 | 0 | 0 | 0 | 0 | 0 | 0 | 1 | 1 | 1 | 1 | 1 | 30.72 | 30.72 | 30.72 | 30.72 | 30.72
Harrellsville | 0.044783 | 0.198 | 0 |  | 880 | 0.0359 | 0.0049 | 0 | 0.0002 | 0.0012 | 0.0025833 | 40.7955 | 885 | 885 | 890 | 890 | 900 | Hertford | 0.0364 | 0.0364 | 0.0369 | 0.0369 | 0.0374 | 0.0052 | 0.0052 | 0.0054 | 0.0054 | 0.0056 | 0 | 0 | 0 | 0 | 0 | 0.0003 | 0.0003 | 0.0004 | 0.0004 | 0.0005 | 0.0014 | 0.0014 | 0.0016 | 0.0016 | 0.0018 | 0.0026 | 0.0026 | 0.0026 | 0.0026 | 0.0027 | 0 | 0 | 0 | 0 | 0 | 0 | 0 | 0 | 0 | 0 | 0 | 0 | 0 | 0 | 0 | 0 | 0 | 0 | 0 | 0
Harrisburg | 1.5744 | 3.484 | 0.00020055 |  | 18890 | 1.0303 | 0.2285 | 0.0421 | 0.0019 | 0.23 | 0.041416 | 54.5421 | 21514 | 25817 | 30981 | 37177 | 43177 | Cabarrus | 1.162 | 1.394 | 1.673 | 2.008 | 2.243 | 0.038 | 0.042 | 0.044 | 0.048 | 0.052 | 0.009 | 0.01 | 0.012 | 0.014 | 0.018 | 0.004 | 0.006 | 0.008 | 0.009 | 0.019 | 0.002 | 0.002 | 0.002 | 0.003 | 0.004 | 0.0753 | 0.0901 | 0.1078 | 0.129 | 0.1448 | 0 | 0 | 0 | 0 | 0 | 0 | 0 | 0 | 0 | 0 | 3 | 3 | 3 | 3 | 3 | 0.0002 | 0.0002 | 0.0002 | 0.0002 | 0.0002
Havelock | 1.2516 | 2.8 | 0.0078214 |  | 14667 | 0.62 | 0.183 | 0 | 0.0077 | 0.316 | 0.11711 | 42.2718 | 15275 | 15875 | 16475 | 16675 | 17275 | Craven | 0.63 | 0.64 | 0.65 | 0.66 | 0.67 | 0.197 | 0.211 | 0.225 | 0.239 | 0.253 | 0 | 0 | 0 | 0 | 0 | 0.009 | 0.011 | 0.013 | 0.016 | 0.019 | 0.219 | 0.222 | 0.225 | 0.229 | 0.232 | 0.15 | 0.1545 | 0.1591 | 0.1639 | 0.1688 | 0.72 | 0.72 | 0.72 | 0.72 | 0.72 | 0 | 0 | 0 | 0 | 0 | 0 | 0 | 0 | 0 | 0 | 0.0078 | 0.0078 | 0.0078 | 0.0078 | 0.0078
Haw River | 0.55585 | 1.5 | 0.41483 |  | 2298 | 0.1008 | 0.0161 | 0.0161 | 0.0009 | 0.001 | 0.0061166 | 43.8642 | 2852 | 3230 | 3657 | 4140 | 4688 | Alamance | 0.1142 | 0.1293 | 0.1464 | 0.1657 | 0.1877 | 0.0183 | 0.0207 | 0.0234 | 0.0265 | 0.03 | 0.0183 | 0.0207 | 0.0234 | 0.0265 | 0.03 | 0.0011 | 0.0012 | 0.0013 | 0.0015 | 0.0017 | 0.0011 | 0.0013 | 0.0015 | 0.0016 | 0.0019 | 0.02 | 0.02 | 0.02 | 0.02 | 0.02 | 0 | 0 | 0 | 0 | 0 | 0 | 0 | 0 | 0 | 0 | 1.5 | 1.5 | 1.5 | 1.5 | 1.5 | 0.8 | 0.8 | 0.8 | 0.8 | 0.8
Hendersonville | 7.0642 | 16.5 | 0.12133 |  | 68374 | 2.1898 | 1.5667 | 0.1345 | 0.0319 | 0.2258 | 2.7941 | 32.0268 | 82433 | 99382 | 119816 | 144432 | 174153 | Henderson | 3.388 | 4.087 | 4.928 | 5.944 | 7.168 | 1.967 | 2.469 | 3.099 | 3.891 | 4.884 | 0.143 | 0.152 | 0.161 | 0.171 | 0.181 | 0.037 | 0.042 | 0.048 | 0.056 | 0.064 | 0.254 | 0.285 | 0.32 | 0.36 | 0.404 | 0.473 | 0.5748 | 0.6991 | 0.8516 | 1.0378 | 3 | 3 | 3 | 3 | 3 | 0 | 0 | 0 | 0 | 0 | 0 | 0 | 0 | 0 | 0 | 0.434 | 0.434 | 0.434 | 0.434 | 0.434
Hertford | 0.2245 | 0.442 | 0 |  | 2200 | 0.003 | 0.0055 | 0 | 0.095 | 0.0376 | 0.0834 | 1.3636 | 2243 | 2268 | 2294 | 2305 | 2328 | Perquimans | 0.0032 | 0.0033 | 0.0033 | 0.0034 | 0.0035 | 0.0055 | 0.0057 | 0.0057 | 0.0058 | 0.0059 | 0 | 0.0001 | 0.0001 | 0.0001 | 0.0002 | 0.0953 | 0.0957 | 0.0957 | 0.0958 | 0.0959 | 0.032 | 0.032 | 0.033 | 0.034 | 0.035 | 0.0182 | 0.0183 | 0.0185 | 0.0186 | 0.0188 | 0 | 0 | 0 | 0 | 0 | 0 | 0 | 0 | 0 | 0 | 0 | 0 | 0 | 0 | 0 | 0 | 0 | 0 | 0 | 0
Hertford County Rural Water | 0.72017 | 1.44 | 0 |  | 7970 | 0.373 | 0.218 | 0.0265 | 0.0005 | 0.0001 | 0.10207 | 46.8005 | 8049 | 8129 | 8210 | 8292 | 8374 | Hertford | 0.3767 | 0.3805 | 0.3843 | 0.3881 | 0.3919 | 0.22 | 0.222 | 0.224 | 0.226 | 0.228 | 0.0268 | 0.0271 | 0.0274 | 0.0277 | 0.028 | 0.0005 | 0.0005 | 0.0005 | 0.0006 | 0.0006 | 0.0001 | 0.0001 | 0.0001 | 0.0001 | 0.0001 | 0.0709 | 0.0717 | 0.0724 | 0.0731 | 0.0738 | 0 | 0 | 0 | 0 | 0 | 0 | 0 | 0 | 0 | 0 | 0.005 | 0.005 | 0.005 | 0.005 | 0.005 | 0 | 0 | 0 | 0 | 0
Hickory | 13.4142 | 32 | 4.7651 |  | 51456 | 3.0296 | 5.4765 | 0 | 0 | 0.3091 | -0.16614 | 58.8775 | 53000 | 54590 | 56228 | 57914 | 59652 | Catawba | 3.1204 | 3.2141 | 3.3105 | 3.4098 | 3.5121 | 5.7504 | 5.9229 | 6.1006 | 6.2836 | 6.4721 | 0 | 0 | 0 | 0 | 0 | 0 | 0 | 0 | 0 | 0 | 0.3184 | 0.3279 | 0.3378 | 0.3479 | 0.3583 | 0.1614 | 0.1662 | 0.1712 | 0.1763 | 0.1816 | 0 | 0 | 0 | 0 | 0 | 0 | 0 | 0 | 0 | 0 | 0.0715 | 0.0715 | 0.0715 | 0.0715 | 0.0715 | 12.225 | 12.225 | 12.225 | 12.225 | 12.225
Hickory Catawba System | 0.055942 | 0.225 | 0 |  | 1074 | 0.0461 | 0.011 | 0 | 0 | 0.0014 | -0.0025583 | 42.9236 | 1106 | 1140 | 1174 | 1209 | 1245 | Catawba | 0.0475 | 0.049 | 0.0504 | 0.0519 | 0.0535 | 0.011 | 0.0113 | 0.0117 | 0.012 | 0.0127 | 0 | 0 | 0 | 0 | 0 | 0 | 0 | 0 | 0 | 0 | 0.0015 | 0.0015 | 0.0016 | 0.0016 | 0.0017 | 0.006 | 0.0065 | 0.007 | 0.0075 | 0.008 | 0 | 0 | 0 | 0 | 0 | 0 | 0 | 0 | 0 | 0 | 0.225 | 0.225 | 0.225 | 0.225 | 0.225 | 0 | 0 | 0 | 0 | 0
High Point | 12.4955 | 37.02 | 0.42892 |  | 115526 | 5.569 | 2.409 | 0.967 | 0 | 1.2855 | 1.8361 | 48.2056 | 119413 | 124189 | 129156 | 134322 | 137008 | Guilford | 5.819 | 6.052 | 6.294 | 6.546 | 6.677 | 3.161 | 3.255 | 3.353 | 3.453 | 4.143 | 0.849 | 0.883 | 0.918 | 0.955 | 0.974 | 0 | 0 | 0 | 0 | 0 | 2.1 | 2.205 | 2.271 | 2.34 | 2.387 | 0.4193 | 0.4357 | 0.4512 | 0.4673 | 0.4984 | 0 | 0 | 0 | 0 | 0 | 0 | 0 | 0 | 0 | 0 | 2.8336 | 2.8336 | 2.8336 | 2.8336 | 2.8336 | 2 | 2 | 2 | 2 | 2
High Shoals | 0.052817 | 0.1 | 0 |  | 696 | 0.0236 | 0.008 | 0 | 0.002 | 0.0005 | 0.018717 | 33.908 | 710 | 720 | 730 | 740 | 750 | Gaston | 0.0241 | 0.0244 | 0.0246 | 0.0249 | 0.0251 | 0.0081 | 0.0082 | 0.0083 | 0.0084 | 0.0085 | 0 | 0 | 0 | 0 | 0 | 0.003 | 0.0031 | 0.0032 | 0.0033 | 0.0034 | 0.001 | 0.001 | 0.001 | 0.001 | 0.001 | 0.0191 | 0.0191 | 0.0191 | 0.0191 | 0.0191 | 0 | 0 | 0 | 0 | 0 | 0 | 0 | 0 | 0 | 0 | 0.1 | 0.1 | 0.1 | 0.1 | 0.1 | 0 | 0 | 0 | 0 | 0
Highlands | 0.9095 | 4.6 | 0 |  | 941 | 0.188 | 0.076 | 0 | 0 | 0.07 | 0.5755 | 199.7875 | 1152 | 1382 | 1659 | 1990 | 2320 | Macon | 0.2477 | 0.2972 | 0.3567 | 0.428 | 0.428 | 0.12 | 0.144 | 0.1728 | 0.2074 | 0.2074 | 0 | 0 | 0 | 0 | 0 | 0 | 0 | 0 | 0 | 0 | 0.04 | 0.04 | 0.04 | 0.04 | 0.04 | 0.24 | 0.24 | 0.24 | 0.24 | 0.24 | 0 | 0 | 0 | 0 | 0 | 0 | 0 | 0 | 0 | 0 | 0 | 0 | 0 | 0 | 0 | 0 | 0 | 0 | 0 | 0
Hillsborough | 1.6481 | 3.013 | 0 |  | 18000 | 0.7109 | 0.4486 | 0.0011 | 0.2137 | 0.053 | 0.22076 | 39.4944 | 18540 | 19096 | 19669 | 19669 | 19669 | Orange | 0.828 | 0.949 | 1.193 | 1.193 | 1.193 | 0.45 | 0.455 | 0.456 | 0.456 | 0.456 | 0.119 | 0.119 | 0.119 | 0.119 | 0.119 | 0.187 | 0.187 | 0.187 | 0.187 | 0.187 | 0.3762 | 0.3762 | 0.3762 | 0.3762 | 0.3762 | 0.2971 | 0.3162 | 0.3533 | 0.3533 | 0.3533 | 0 | 0 | 0 | 0 | 0 | 0 | 0 | 0 | 0 | 0 | 0 | 0 | 0 | 0 | 0 | 0 | 0 | 0 | 0 | 0
Hobgood | 0.034242 | 0.515 | 0 |  | 681 | 0.02 | 0.0012 | 0 | 0.0009 | 0.0014 | 0.010742 | 29.3686 | 655 | 640 | 625 | 610 | 600 | Halifax | 0.02 | 0.02 | 0.02 | 0.02 | 0.02 | 0.0012 | 0.0012 | 0.0012 | 0.0012 | 0.0012 | 0 | 0 | 0 | 0 | 0 | 0.001 | 0.001 | 0.001 | 0.001 | 0.001 | 0.002 | 0.002 | 0.002 | 0.002 | 0.002 | 0.0081 | 0.0081 | 0.0081 | 0.0081 | 0.0081 | 0 | 0 | 0 | 0 | 0 | 0 | 0 | 0 | 0 | 0 | 0 | 0 | 0 | 0 | 0 | 0 | 0 | 0 | 0 | 0
Hoke County Regional Water System | ERROR | 3.853 | 0 |  | 0 | 0 | 0 | 0 | 0 | 0 | #VALUE! | ERROR | 53000 | 58000 | 63000 | 68000 | 0 | Hoke | 2.385 | 2.61 | 2.835 | 3.06 | 0 | 0.187 | 0.206 | 0.226 | 0.249 | 0 | 0 | 0 | 0 | 0 | 0 | 0 | 0 | 0 | 0 | 0 | 0.165 | 0.18 | 0.195 | 0.21 | 0 | 0.433 | 0.475 | 0.516 | 0.558 | 0 | 0 | 0 | 0 | 0 | 0 | 0 | 0 | 0 | 0 | 0 | 1.025 | 1.025 | 1.025 | 1.025 | 1.025 | 0 | 0 | 0 | 0 | 0
Holden Beach | 0.40183 | 1 | 0 |  | 637 | 0.3697 | 0 | 0 | 0 | 0.0137 | 0.018425 | 580.3768 | 750 | 850 | 950 | 1050 | 1150 | Brunswick | 0.452 | 0.5002 | 0.5484 | 0.5966 | 0.6448 | 0 | 0 | 0 | 0 | 0 | 0 | 0 | 0 | 0 | 0 | 0 | 0 | 0 | 0 | 0 | 0.0137 | 0.0137 | 0.0137 | 0.0137 | 0.0137 | 0.0193 | 0.0193 | 0.0193 | 0.0193 | 0.0193 | 0 | 0 | 0 | 0 | 0 | 0 | 0 | 0 | 0 | 0 | 1 | 1 | 1 | 1 | 1 | 0 | 0 | 0 | 0 | 0
Holly Springs | 2.751 | 6.7 | 0 |  | 41726 | 2.029 | 0.351 | 0.077 | 0.025 | 0.001 | 0.268 | 48.6268 | 60126 | 73851 | 87576 | 101301 | 116896 | Wake | 2.779 | 3.414 | 4.048 | 4.683 | 5.404 | 0.53 | 0.651 | 0.772 | 0.893 | 1.03 | 0.164 | 0.202 | 0.239 | 0.277 | 0.32 | 0.065 | 0.08 | 0.095 | 0.11 | 0.127 | 0.001 | 0.001 | 0.001 | 0.001 | 0.001 | 0.672 | 0.826 | 0.979 | 1.113 | 1.307 | 2.2 | 2.2 | 2.2 | 2.2 | 2.2 | 0 | 0 | 0 | 0 | 0 | 6.7 | 6.7 | 6.7 | 6.7 | 6.7 | 0 | 0 | 0 | 0 | 0
Hookerton | 0.044592 | 0.1 | 0.0017047 |  | 409 | 0.033 | 0.0035 | 0 | 0 | 0.002 | 0.004387 | 80.6846 | 419 | 431 | 451 | 473 | 500 | Greene | 0.025 | 0.026 | 0.027 | 0.028 | 0.029 | 0.004 | 0.0045 | 0.005 | 0.0055 | 0.006 | 0 | 0 | 0 | 0 | 0 | 0.0041 | 0.0045 | 0.0049 | 0.0054 | 0.006 | 0.005 | 0.005 | 0.005 | 0.005 | 0.005 | 0.0047 | 0.0049 | 0.0052 | 0.0054 | 0.0057 | 0 | 0 | 0 | 0 | 0 | 0 | 0 | 0 | 0 | 0 | 0 | 0 | 0 | 0 | 0 | 0.0017 | 0.0017 | 0.0017 | 0.0017 | 0.0017
Hot Springs | 0.16158 | 0.23 | 0 |  | 660 | 0.115 | 0.04 | 0.002 | 0.0021 | 0 | 0.0024833 | 174.2424 | 670 | 680 | 690 | 700 | 710 | Madison | 0.13 | 0.14 | 0.15 | 0.16 | 0.17 | 0.044 | 0.048 | 0.052 | 0.055 | 0.058 | 0.003 | 0.004 | 0.005 | 0.006 | 0.007 | 0.0022 | 0.0023 | 0.0024 | 0.0025 | 0.0026 | 0 | 0 | 0 | 0 | 0 | 0.005 | 0.006 | 0.006 | 0.007 | 0.007 | 0.1 | 0.1 | 0.1 | 0.1 | 0.1 | 0 | 0 | 0 | 0 | 0 | 0 | 0 | 0 | 0 | 0 | 0 | 0 | 0 | 0 | 0
Hyde County | 0.69742 | 1.88 | 0 |  | 5156 | 0.17 | 0.062 | 0 | 0.058 | 0.303 | 0.10442 | 32.9713 | 5400 | 5625 | 5841 | 6111 | 6503 | Hyde | 0.192 | 0.205 | 0.209 | 0.22 | 0.227 | 0.049 | 0.052 | 0.056 | 0.063 | 0.067 | 0 | 0 | 0 | 0 | 0 | 0.084 | 0.088 | 0.093 | 0.098 | 0.101 | 0.15 | 0.152 | 0.153 | 0.153 | 0.155 | 0.09 | 0.0941 | 0.0968 | 0.1012 | 0.1042 | 0 | 0 | 0 | 0 | 0 | 0 | 0 | 0 | 0 | 0 | 0 | 0 | 0 | 0 | 0 | 0 | 0 | 0 | 0 | 0
Icard Township WC | 0.80203 | 2.333 | 0.17558 |  | 7821 | 0.342 | 0.0215 | 0.174 | 0.023 | 0.0194 | 0.046554 | 43.7284 | 7909 | 7929 | 7969 | 8049 | 8099 | Burke | 0.3955 | 0.3965 | 0.3985 | 0.4025 | 0.405 | 0.0242 | 0.0254 | 0.0267 | 0.028 | 0.0286 | 0.1757 | 0.1775 | 0.1793 | 0.1811 | 0.1829 | 0.0312 | 0.0327 | 0.0343 | 0.0361 | 0.0369 | 0.025 | 0.025 | 0.025 | 0.025 | 0.025 | 0.0638 | 0.065 | 0.0665 | 0.0684 | 0.0699 | 0 | 0 | 0 | 0 | 0 | 0 | 0 | 0 | 0 | 0 | 2.3543 | 2.3543 | 2.3543 | 2.3543 | 2.3543 | 0.252 | 0.252 | 0.252 | 0.252 | 0.252
Iredell Water Corporation | 2.1607 | 4.307 | 0.0039 |  | 24473 | 1.179 | 0.26 | 0.09 | 0.076 | 0.0424 | 0.50945 | 48.1755 | 28143 | 31814 | 35485 | 39156 | 42827 | Iredell | 1.3559 | 1.5327 | 1.7096 | 1.8864 | 2.0633 | 0.299 | 0.338 | 0.377 | 0.416 | 0.455 | 0.1035 | 0.117 | 0.1305 | 0.144 | 0.1575 | 0.0874 | 0.0988 | 0.1102 | 0.1216 | 0.133 | 0.048 | 0.055 | 0.061 | 0.067 | 0.074 | 0.5697 | 0.6442 | 0.7185 | 0.7927 | 0.8673 | 0.18 | 0.18 | 0.18 | 0.18 | 0.18 | 0 | 0 | 0 | 0 | 0 | 0.082 | 0.067 | 0.067 | 0.067 | 0.067 | 0.0039 | 0.0039 | 0.0039 | 0.0039 | 0.0039
Jackson | 0.041917 | 0.075 | 0.001 |  | 500 | 0.0305 | 0.0018 | 0 | 0.0025 | 0.001 | 0.0051167 | 61 | 513 | 513 | 513 | 513 | 513 | Northampton | 0.0315 | 0.0315 | 0.0315 | 0.0315 | 0.0315 | 0.004 | 0.004 | 0.004 | 0.004 | 0.004 | 0 | 0 | 0 | 0 | 0 | 0.003 | 0.003 | 0.003 | 0.003 | 0.003 | 0.001 | 0.001 | 0.001 | 0.001 | 0.001 | 0.0137 | 0.0137 | 0.0137 | 0.0137 | 0.0137 | 0.075 | 0.075 | 0.075 | 0.075 | 0.075 | 0 | 0 | 0 | 0 | 0 | 0 | 0 | 0 | 0 | 0 | 0.05 | 0.05 | 0.05 | 0.05 | 0.05
Jacksonville | 4.3308 | 7.5922 | 0 |  | 50097 | 2.142 | 0.995 | 0 | 0 | 0.8384 | 0.35537 | 42.7571 | 56457 | 62204 | 67950 | 73697 | 79444 | Onslow | 2.4139 | 2.6596 | 2.9053 | 3.1511 | 3.3968 | 1.1213 | 1.2355 | 1.3496 | 1.4637 | 1.5779 | 0 | 0 | 0 | 0 | 0 | 0 | 0 | 0 | 0 | 0 | 0.9448 | 1.041 | 1.1372 | 1.2334 | 1.3295 | 0.4014 | 0.4423 | 0.4831 | 0.524 | 0.5649 | 1 | 1 | 1 | 1 | 1 | 0 | 0 | 0 | 0 | 0 | 0 | 0 | 0 | 0 | 0 | 0 | 0 | 0 | 0 | 0
Jamestown | 0.49783 | 1.775 | 0 |  | 6457 | 0.299 | 0.078 | 0.047 | 0.028 | 0.02 | 0.025833 | 46.3063 | 9000 | 9500 | 10000 | 10500 | 11000 | Guilford | 0.368 | 0.402 | 0.436 | 0.47 | 0.504 | 0.14 | 0.18 | 0.19 | 0.2 | 0.2 | 0.08 | 0.08 | 0.08 | 0.08 | 0.08 | 0.045 | 0.06 | 0.075 | 0.08 | 0.085 | 0.04 | 0.045 | 0.05 | 0.055 | 0.06 | 0.0399 | 0.0455 | 0.0493 | 0.0525 | 0.0551 | 0 | 0 | 0 | 0 | 0 | 0 | 0 | 0 | 0 | 0 | 1.874 | 1.874 | 1.874 | 1.874 | 1.874 | 0 | 0 | 0 | 0 | 0
Jamesville | 0.029017 | 0.144 | 0 |  | 465 | 0.0164 | 0.0045 | 0.0011 | 0.0002 | 0.0025 | 0.0043167 | 35.2688 | 467 | 479 | 490 | 501 | 513 | Martin | 0.0168 | 0.0171 | 0.0174 | 0.0177 | 0.0181 | 0.0046 | 0.0047 | 0.0048 | 0.0049 | 0.005 | 0.0011 | 0.0011 | 0.0011 | 0.0011 | 0.0011 | 0.0002 | 0.0002 | 0.0002 | 0.0002 | 0.0002 | 0.005 | 0.005 | 0.005 | 0.005 | 0.005 | 0.0048 | 0.0049 | 0.005 | 0.005 | 0.0051 | 0 | 0 | 0 | 0 | 0 | 0 | 0 | 0 | 0 | 0 | 0 | 0 | 0 | 0 | 0 | 0 | 0 | 0 | 0 | 0
Jefferson | 0.1755 | 14.187 | 0 |  | 1450 | 0.09 | 0.026 | 0.005 | 0.037 | 0.008 | 0.0095 | 62.069 | 1500 | 2000 | 2500 | 2800 | 2900 | Ashe | 0.1 | 0.12 | 0.14 | 0.15 | 0.152 | 0.03 | 0.045 | 0.05 | 0.055 | 0.057 | 0.007 | 0.012 | 0.015 | 0.018 | 0.02 | 0.05 | 0.053 | 0.065 | 0.07 | 0.09 | 0.008 | 0.008 | 0.008 | 0.008 | 0.008 | 0.013 | 0.016 | 0.019 | 0.023 | 0.0235 | 0 | 0 | 0 | 0 | 0 | 0 | 0 | 0 | 0 | 0 | 0 | 0 | 0 | 0 | 0 | 0 | 0 | 0 | 0 | 0
Johnston County | 13.5722 | 24.96 | 6.101 |  | 92928 | 4.9904 | 0.4224 | 0.0391 | 0.0618 | 1.048 | 0.90955 | 53.7018 | 130400 | 165400 | 199150 | 231650 | 264100 | Johnston | 5.4126 | 5.9768 | 6.3612 | 8.117 | 9.706 | 0.462 | 0.511 | 0.543 | 0.694 | 0.829 | 0.0611 | 0.0674 | 0.0718 | 0.0916 | 0.1096 | 0.0873 | 0.0964 | 0.1026 | 0.1309 | 0.1566 | 1.5 | 2 | 2.5 | 3 | 3.5 | 1.2739 | 1.4068 | 1.4972 | 1.9106 | 2.2845 | 12.7 | 26.2 | 30.2 | 36.2 | 36.05 | 6.8 | 11.6 | 15.4 | 18.9 | 22.4 | 7.96 | 6.46 | 6.46 | 6.46 | 6.46 | 8.6391 | 8.6391 | 8.6391 | 8.6391 | 8.6391
Jones County Regional Water System | 0.75361 | 1.1676 | 0.049736 |  | 8999 | 0.397 | 0.0052 | 0 | 0.072 | 0.02 | 0.20967 | 44.116 | 9150 | 9200 | 9250 | 9300 | 9350 | Jones | 0.4118 | 0.414 | 0.4163 | 0.4185 | 0.4208 | 0.0062 | 0.0072 | 0.0082 | 0.0092 | 0.102 | 0 | 0 | 0 | 0 | 0 | 0.072 | 0.073 | 0.074 | 0.075 | 0.076 | 0.025 | 0.026 | 0.027 | 0.028 | 0.03 | 0.07 | 0.072 | 0.073 | 0.074 | 0.075 | 0 | 0 | 0 | 0 | 0 | 0 | 0 | 0 | 0 | 0 | 0 | 0 | 0 | 0 | 0 | 0 | 0 | 0 | 0 | 0
Jonesville | 0.41575 | 40.824 | 0.041 |  | 2250 | 0.102 | 0.092 | 0.014 | 0.0163 | 0.014 | 0.13645 | 45.3333 | 2255 | 2260 | 2265 | 2270 | 2275 | Yadkin | 0.115 | 0.13 | 0.14 | 0.15 | 0.16 | 0.098 | 0.105 | 0.109 | 0.116 | 0.121 | 0.017 | 0.019 | 0.023 | 0.026 | 0.029 | 0.0171 | 0.0175 | 0.0177 | 0.0181 | 0.0182 | 0.015 | 0.017 | 0.019 | 0.022 | 0.024 | 0.1645 | 0.1811 | 0.1938 | 0.2085 | 0.2211 | 0 | 0 | 0 | 0 | 0 | 0 | 0 | 0 | 0 | 0 | 0 | 0 | 0 | 0 | 0 | 0.2 | 0.2 | 0.2 | 0.2 | 0.2
Junaluska SD | 0.37717 | 0.75 | 0 |  | 4850 | 0.188 | 0.042 | 0 | 0.061 | 0.0062 | 0.079967 | 38.7629 | 5175 | 5525 | 5900 | 6305 | 6730 | Haywood | 0.1964 | 0.205 | 0.214 | 0.223 | 0.233 | 0.0426 | 0.0432 | 0.0438 | 0.0444 | 0.045 | 0 | 0 | 0 | 0 | 0 | 0.062 | 0.064 | 0.0656 | 0.0672 | 0.0688 | 0.0013 | 0.0013 | 0.0013 | 0.0013 | 0.0013 | 0.0866 | 0.0898 | 0.093 | 0.0962 | 0.0997 | 0 | 0 | 0 | 0 | 0 | 0 | 0 | 0 | 0 | 0 | 0.75 | 0.75 | 0.75 | 0.75 | 0.75 | 0 | 0 | 0 | 0 | 0
Kannapolis | 4.927 | 15.6 | 0.47329 |  | 50693 | 2.18 | 0.892 | 0 | 0 | 0.26 | 1.1217 | 43.004 | 61034 | 68864 | 76694 | 85424 | 94137 | Rowan | 3.367 | 3.889 | 4.492 | 5.188 | 5.884 | 1 | 1.2 | 1.4 | 1.8 | 2.2 | 0 | 0 | 0 | 0 | 0 | 0 | 0 | 0 | 0 | 0 | 0.26 | 0.36 | 0.36 | 0.4 | 0.5 | 1.5595 | 1.8365 | 2.1071 | 2.49 | 2.8931 | 0.5 | 1.7 | 1.7 | 1.7 | 1.7 | 0 | 0 | 0 | 0 | 0 | 2 | 2 | 2 | 2 | 2 | 2.5 | 2.5 | 2.5 | 2.5 | 2.5
Kenansville | 0.14982 | 0.538 | 0 |  | 852 | 0.03 | 0.0866 | 0 | 0.015 | 0.001 | 0.017217 | 35.2113 | 842 | 793 | 751 | 711 | 674 | Duplin | 0.0296 | 0.0278 | 0.0263 | 0.0249 | 0.0235 | 0.0858 | 0.0806 | 0.0763 | 0.0722 | 0.0682 | 0 | 0 | 0 | 0 | 0 | 0.0464 | 0.0436 | 0.0412 | 0.039 | 0.0368 | 0.001 | 0.001 | 0.001 | 0.001 | 0.001 | 0.0214 | 0.0201 | 0.019 | 0.018 | 0.017 | 0 | 0 | 0 | 0 | 0 | 0 | 0 | 0 | 0 | 0 | 0 | 0 | 0 | 0 | 0 | 0 | 0 | 0 | 0 | 0
Kenly | 0.21375 | 0.3 | 0 |  | 1650 | 0.056 | 0.123 | 0 | 0.0003 | 0.005 | 0.02945 | 33.9394 | 1670 | 1690 | 1710 | 1730 | 1750 | Johnston | 0.06 | 0.0606 | 0.0612 | 0.0618 | 0.0624 | 0.125 | 0.1275 | 0.1301 | 0.1327 | 0.1353 | 0 | 0 | 0 | 0 | 0 | 0.0001 | 0.0001 | 0.0001 | 0.0001 | 0.0001 | 0.005 | 0.005 | 0.005 | 0.005 | 0.005 | 0.02 | 0.02 | 0.02 | 0.02 | 0.02 | 0 | 0 | 0 | 0 | 0 | 0 | 0 | 0 | 0 | 0 | 0.3 | 0.3 | 0.3 | 0.3 | 0.3 | 0 | 0 | 0 | 0 | 0
Kerr Lake Regional Water | 6.3652 | 20 | 4.3047 |  | 14787 | 0.8623 | 0.475 | 0.1169 | 0 | 0.157 | 0.44927 | 58.3147 | 15082 | 15384 | 15692 | 16005 | 16326 | Vance | 0.8795 | 0.8971 | 0.915 | 0.9333 | 0.952 | 0.4845 | 0.4941 | 0.504 | 0.5141 | 0.5244 | 0.1192 | 0.1216 | 0.124 | 0.1265 | 0.129 | 0 | 0 | 0 | 0 | 0 | 0.159 | 0.16 | 0.162 | 0.163 | 0.165 | 0.4714 | 0.4802 | 0.4894 | 0.4986 | 0.5082 | 0 | 0 | 0 | 0 | 0 | 0 | 0 | 0 | 0 | 0 | 0 | 0 | 0 | 0 | 0 | 7.325 | 7.325 | 7.325 | 7.325 | 7.325
Kill Devil Hills | 1.1837 | 3 | 0 |  | 7378 | 0.9421 | 0.0579 | 0 | 0 | 0.02 | 0.16367 | 127.6904 | 7673 | 8057 | 8460 | 8883 | 9327 | Dare | 0.99 | 1.04 | 1.092 | 1.146 | 1.203 | 0.075 | 0.094 | 0.118 | 0.148 | 0.185 | 0 | 0 | 0 | 0 | 0 | 0 | 0 | 0 | 0 | 0 | 0.015 | 0.015 | 0.015 | 0.015 | 0.015 | 0.1786 | 0.19 | 0.2026 | 0.2165 | 0.232 | 0 | 0 | 0 | 0 | 0 | 0 | 0 | 0 | 0 | 0 | 3 | 3 | 3 | 3 | 3 | 0 | 0 | 0 | 0 | 0
King | 1.5026 | 50 | 0 |  | 20490 | 1.072 | 0.0823 | 0.0112 | 0.0046 | 0.1 | 0.23248 | 52.3182 | 22539 | 24793 | 27272 | 30000 | 33000 | Stokes | 1.18 | 1.3 | 1.43 | 1.57 | 1.73 | 0.091 | 0.1 | 0.11 | 0.12 | 0.13 | 0.012 | 0.014 | 0.015 | 0.016 | 0.018 | 0.0051 | 0.0056 | 0.0061 | 0.0067 | 0.0074 | 0.11 | 0.12 | 0.13 | 0.15 | 0.16 | 0.1168 | 0.1286 | 0.1413 | 0.1556 | 0.1709 | 0 | 0 | 0 | 0 | 0 | 0 | 0 | 0 | 0 | 0 | 0 | 0 | 0 | 0 | 0 | 0 | 0 | 0 | 0 | 0
Kings Mountain | 4.0609 | 23 | 0.069659 |  | 11000 | 0.9914 | 2.063 | 0.27 | 0.0617 | 0.17 | 0.43516 | 90.1273 | 11665 | 12250 | 12860 | 13500 | 14250 | Cleveland | 0.9907 | 1.0402 | 1.0922 | 1.1468 | 1.2112 | 2.35 | 2.4 | 2.45 | 2.5 | 2.55 | 0.575 | 0.58 | 0.585 | 0.59 | 0.595 | 0.235 | 0.24 | 0.245 | 0.25 | 0.255 | 0.175 | 0.18 | 0.185 | 0.19 | 0.195 | 0.602 | 0.605 | 0.608 | 0.617 | 0.625 | 0 | 0 | 0 | 0 | 0 | 0 | 0 | 0 | 0 | 0 | 0 | 0 | 0 | 0 | 0 | 0.25 | 0.25 | 0.25 | 0.25 | 0.25
Kinston | 4.2987 | 4.8142 | 0 |  | 27500 | 1.97 | 0 | 1.87 | 0 | 0.15 | 0.30871 | 71.6364 | 28000 | 28500 | 29000 | 29500 | 30000 | Lenoir | 2.072 | 2.1 | 2.15 | 2.183 | 2.22 | 0 | 0 | 0 | 0 | 0 | 2 | 2.2 | 2.3 | 2.4 | 2.5 | 0 | 0 | 0 | 0 | 0 | 0.15 | 0.15 | 0.15 | 0.15 | 0.15 | 0.3215 | 0.3406 | 0.3521 | 0.3636 | 0.3751 | 1.38 | 1.38 | 1.38 | 0 | 0 | 0 | 0 | 0 | 0 | 0 | 3.071 | 3.071 | 3.071 | 3.071 | 3.071 | 0 | 0 | 0 | 0 | 0
Kure Beach | 0.35458 | 0.637 | 0 |  | 2300 | 0.261 | 0.035 | 0 | 0 | 0 | 0.058583 | 113.4783 | 2400 | 2450 | 2500 | 2550 | 2600 | New Hanover | 0.298 | 0.304 | 0.31 | 0.316 | 0.322 | 0.042 | 0.042 | 0.042 | 0.042 | 0.042 | 0 | 0 | 0 | 0 | 0 | 0 | 0 | 0 | 0 | 0 | 0 | 0 | 0 | 0 | 0 | 0.007 | 0.007 | 0.007 | 0.007 | 0.007 | 0 | 0 | 0 | 0 | 0 | 0 | 0 | 0 | 0 | 0 | 0 | 0 | 0 | 0 | 0 | 0 | 0 | 0 | 0 | 0
La Grange | 0.27405 | 0.8755 | 0 |  | 3167 | 0.1912 | 0.0534 | 0.01 | 0 | 0.005 | 0.01445 | 60.3726 | 3247 | 3279 | 3312 | 3345 | 3379 | Lenoir | 0.2013 | 0.2033 | 0.2053 | 0.2074 | 0.2095 | 0.0547 | 0.0553 | 0.0558 | 0.0564 | 0.057 | 0.01 | 0.01 | 0.01 | 0.01 | 0.01 | 0 | 0 | 0 | 0 | 0 | 0.005 | 0.005 | 0.005 | 0.005 | 0.005 | 0.013 | 0.0132 | 0.0134 | 0.0136 | 0.0138 | 0.288 | 0.288 | 0.288 | 0.288 | 0.288 | 0 | 0 | 0 | 0 | 0 | 0 | 0 | 0 | 0 | 0 | 0 | 0 | 0 | 0 | 0
Lake Lure | 0.0774 | 0.263 | 0.004011 |  | 1068 | 0.0501 | 0.0052 | 0 | 0 | 0.013 | 0.005089 | 46.9101 | 1100 | 1200 | 1250 | 1350 | 1400 | Rutherford | 0.055 | 0.06 | 0.065 | 0.07 | 0.075 | 0.0055 | 0.006 | 0.0065 | 0.007 | 0.0075 | 0 | 0 | 0 | 0 | 0 | 0 | 0 | 0 | 0 | 0 | 0.023 | 0.024 | 0.025 | 0.026 | 0.027 | 0.005 | 0.005 | 0.005 | 0.005 | 0.005 | 0 | 0 | 0 | 0 | 0 | 0 | 0 | 0 | 0 | 0 | 0.013 | 0.013 | 0.013 | 0.013 | 0.013 | 0.013 | 0.013 | 0.013 | 0.013 | 0.013
Lake Royale | 0.19942 | 0.3 | 0 |  | 4956 | 0.1453 | 0.0015 | 0 | 0 | 0.0174 | 0.035217 | 29.318 | 5300 | 5600 | 5900 | 6200 | 6500 | Franklin | 0.1549 | 0.164 | 0.1723 | 0.1815 | 0.19 | 0.0019 | 0.002 | 0.002 | 0.002 | 0.002 | 0 | 0 | 0 | 0 | 0 | 0 | 0 | 0 | 0 | 0 | 0.0174 | 0.0174 | 0.0174 | 0.0174 | 0.0174 | 0.0277 | 0.0292 | 0.0305 | 0.0319 | 0.0333 | 0 | 0 | 0 | 0 | 0 | 0 | 0 | 0 | 0 | 0 | 0.3 | 0.3 | 0.3 | 0.3 | 0.3 | 0 | 0 | 0 | 0 | 0
Lake Santeetlah | 0.013417 | 0.099 | 0 |  | 50 | 0.009 | 0 | 0 | 0 | 0.0011 | 0.0033167 | 180 | 50 | 50 | 50 | 50 | 50 | Graham | 0.01 | 0.01 | 0.01 | 0.01 | 0.01 | 0 | 0 | 0 | 0 | 0 | 0 | 0 | 0 | 0 | 0 | 0 | 0 | 0 | 0 | 0 | 0.0011 | 0.0011 | 0.0011 | 0.0011 | 0.0011 | 0.0007 | 0.0007 | 0.0007 | 0.0007 | 0.0007 | 0 | 0 | 0 | 0 | 0 | 0 | 0 | 0 | 0 | 0 | 0 | 0 | 0 | 0 | 0 | 0 | 0 | 0 | 0 | 0
Lake Waccamaw | 0.14339 | 0.34 | 0 |  | 1495 | 0.0836 | 0.0071 | 0.0075 | 0.0149 | 0.01 | 0.020292 | 55.9197 | 1495 | 1510 | 1525 | 1540 | 1555 | Columbus | 0.084 | 0.085 | 0.086 | 0.087 | 0.088 | 0.0072 | 0.0072 | 0.0072 | 0.0072 | 0.0072 | 0.0074 | 0.0074 | 0.0074 | 0.0074 | 0.0074 | 0.018 | 0.0185 | 0.019 | 0.019 | 0.019 | 0.0225 | 0.0225 | 0.0225 | 0.0225 | 0.0225 | 0.017 | 0.017 | 0.017 | 0.017 | 0.017 | 0.288 | 0.288 | 0.288 | 0.288 | 0.288 | 0 | 0 | 0 | 0 | 0 | 0 | 0 | 0 | 0 | 0 | 0 | 0 | 0 | 0 | 0
Lamplighter South/Danby | 0.21036 | 0.626 | 0 |  | 3354 | 0.1804 | 0.004 | 0 | 0 | 0.0094 | 0.016558 | 53.7865 | 3357 | 3367 | 3367 | 3367 | 3367 | Mecklenburg | 0.1833 | 0.1839 | 0.1839 | 0.1839 | 0.1839 | 0.0019 | 0.0019 | 0.0019 | 0.0019 | 0.0019 | 0 | 0 | 0 | 0 | 0 | 0 | 0 | 0 | 0 | 0 | 0.011 | 0.0113 | 0.0117 | 0.012 | 0.0124 | 0.0169 | 0.017 | 0.017 | 0.017 | 0.0171 | 0 | 0 | 0 | 0 | 0 | 0 | 0 | 0 | 0 | 0 | 0.11 | 0.11 | 0.11 | 0.11 | 0.11 | 0 | 0 | 0 | 0 | 0
Landis | 0.26633 | 1 | 0 |  | 3200 | 0.1485 | 0.055 | 0.037 | 0 | 0.005 | 0.020833 | 46.4062 | 3300 | 3400 | 3500 | 3600 | 3700 | Rowan | 0.18 | 0.1885 | 0.22 | 0.235 | 0.24 | 0.065 | 0.07 | 0.072 | 0.075 | 0.076 | 0.049 | 0.05 | 0.051 | 0.052 | 0.053 | 0 | 0 | 0 | 0 | 0 | 0.0368 | 0.07 | 0.075 | 0.085 | 0.09 | 0.0321 | 0.0367 | 0.0405 | 0.0433 | 0.0445 | 0 | 0 | 0 | 0 | 0 | 0 | 0 | 0 | 0 | 0 | 1 | 1 | 1 | 1 | 1 | 0 | 0 | 0 | 0 | 0
Lansing | 0.0078333 | 0.043 | 0 |  | 150 | 0.0065 | 0.001 | 0 | 0 | 0 | 0.00033333 | 43.3333 | 200 | 250 | 270 | 290 | 310 | Ashe | 0.008 | 0.009 | 0.01 | 0.011 | 0.012 | 0.0022 | 0.003 | 0.004 | 0.005 | 0.006 | 0 | 0 | 0 | 0 | 0 | 0 | 0 | 0 | 0 | 0 | 0 | 0 | 0 | 0 | 0 | 0 | 0 | 0 | 0 | 0 | 0 | 0 | 0 | 0 | 0 | 0 | 0 | 0 | 0 | 0 | 0 | 0 | 0 | 0 | 0 | 0 | 0 | 0 | 0 | 0
Laurel Park | ERROR | 0 | 0 |  | #N/A | 0 | 0 | 0 | 0 | 0 | #VALUE! | ERROR | 0 | 0 | 0 | 0 | 0 | Henderson | 0 | 0 | 0 | 0 | 0 | 0 | 0 | 0 | 0 | 0 | 0 | 0 | 0 | 0 | 0 | 0 | 0 | 0 | 0 | 0 | 0 | 0 | 0 | 0 | 0 | 0 | 0 | 0 | 0 | 0 | 0 | 0 | 0 | 0 | 0 | 0 | 0 | 0 | 0 | 0 | 0 | 0 | 0 | 0 | 0 | 0 | 0 | 0 | 0 | 0
Laurinburg | 2.3432 | 3.549 | 0.34408 |  | 18288 | 1.5 | 0.51 | 0 | 0 | 0.01 | -0.020828 | 82.021 | 18290 | 18295 | 18300 | 18310 | 18320 | Scotland | 1.3352 | 1.3355 | 1.3359 | 1.3366 | 1.3374 | 0.5617 | 0.5617 | 0.5618 | 0.5618 | 0.5618 | 0 | 0 | 0 | 0 | 0 | 0 | 0 | 0 | 0 | 0 | 0.0535 | 0.0535 | 0.0535 | 0.0535 | 0.0535 | 0.0726 | 0.0726 | 0.0727 | 0.0727 | 0.0727 | 1.44 | 1.44 | 1.44 | 1.44 | 1.44 | 0 | 0 | 0 | 0 | 0 | 0 | 0 | 0 | 0 | 0 | 0.7663 | 0.7663 | 0.7663 | 0.7663 | 0.7663
Lawndale | 0.041058 | 0.1 | 0 |  | 636 | 0.0283 | 0.0019 | 0 | 0 | 0.0002 | 0.010658 | 44.4969 | 655 | 669 | 683 | 698 | 715 | Cleveland | 0.0254 | 0.0257 | 0.026 | 0.0265 | 0.0272 | 0.0018 | 0.0018 | 0.0018 | 0.0018 | 0.0018 | 0 | 0 | 0 | 0 | 0 | 0 | 0 | 0 | 0 | 0 | 0.0002 | 0.0002 | 0.0002 | 0.0002 | 0.0003 | 0.0105 | 0.0106 | 0.0107 | 0.0109 | 0.0112 | 0 | 0 | 0 | 0 | 0 | 0 | 0 | 0 | 0 | 0 | 0.1 | 0.1 | 0.1 | 0.1 | 0.1 | 0 | 0 | 0 | 0 | 0
LCFWSA - Kings Bluff | 27.6783 | 96 | 27.3953 |  | 0 | 0 | 0 | 0.23 | 0 | 0 | 0.053083 | ERROR | 0 | 0 | 0 | 0 | 0 | Bladen | 0 | 0 | 0 | 0 | 0 | 0 | 0 | 0 | 0 | 0 | 0.75 | 0.7 | 0.7 | 0.7 | 0.7 | 0 | 0 | 0 | 0 | 0 | 0 | 0 | 0 | 0 | 0 | 0.6 | 0.6 | 0.6 | 0.6 | 0.6 | 0 | 0 | 0 | 0 | 0 | 41 | 41 | 41 | 41 | 41 | 0 | 0 | 0 | 0 | 0 | 53 | 53 | 53 | 53 | 53
Lenoir | 7.2398 | 12 | 2.1883 |  | 22004 | 1.4186 | 0.3701 | 1.2871 | 0.3386 | 0.6741 | 0.96296 | 64.4701 | 22900 | 23790 | 24800 | 25700 | 26500 | Caldwell | 1.46 | 1.5 | 1.56 | 1.62 | 1.685 | 0.395 | 0.399 | 0.403 | 0.407 | 0.411 | 1.29 | 1.99 | 2.04 | 2.09 | 2.142 | 0.339 | 0.341 | 0.344 | 0.348 | 0.35 | 0.675 | 0.677 | 0.679 | 0.682 | 0.685 | 1.12 | 1.13 | 1.14 | 1.15 | 1.16 | 0 | 0 | 0 | 0 | 0 | 0 | 0 | 0 | 0 | 0 | 0 | 0 | 0 | 0 | 0 | 2.725 | 1.8 | 1.8 | 1.8 | 1.8
Lexington | 2.7568 | 6.95 | 0 |  | 19105 | 0.882 | 0.562 | 0.618 | 0.018 | 0.24 | 0.43683 | 46.1659 | 21000 | 22000 | 23250 | 24400 | 25400 | Davidson | 1.01 | 1.07 | 1.12 | 1.17 | 1.2 | 0.64 | 0.67 | 0.7 | 0.74 | 0.78 | 0.92 | 0.96 | 1.01 | 1.06 | 1.1 | 0.02 | 0.02 | 0.02 | 0.02 | 0.02 | 0.24 | 0.24 | 0.25 | 0.25 | 0.26 | 0.5348 | 0.5593 | 0.5858 | 0.6122 | 0.6349 | 0 | 0 | 0 | 0 | 0 | 0 | 0 | 0 | 0 | 0 | 0 | 0 | 0 | 0 | 0 | 0 | 0 | 0 | 0 | 0
Liberty | 0.23785 | 0.559 | 0 |  | 2655 | 0.1349 | 0.0459 | 0.045 | 0 | 0.0005 | 0.01155 | 50.8098 | 2708 | 2992 | 3272 | 3579 | 3914 | Randolph | 0.1376 | 0.1519 | 0.1661 | 0.1816 | 0.1986 | 0.0468 | 0.0516 | 0.0565 | 0.0617 | 0.0675 | 0.045 | 0.045 | 0.045 | 0.045 | 0.045 | 0 | 0 | 0 | 0 | 0 | 0.0005 | 0.0005 | 0.0005 | 0.0005 | 0.0005 | 0.0118 | 0.0128 | 0.0137 | 0.0148 | 0.016 | 0 | 0 | 0 | 0 | 0 | 0 | 0 | 0 | 0 | 0 | 0 | 0 | 0 | 0 | 0 | 0 | 0 | 0 | 0 | 0
Lilesville | 0.04825 | 0.06 | 0 |  | 900 | 0.033 | 0.0017 | 0 | 0 | 0.001 | 0.01255 | 36.6667 | 901 | 902 | 903 | 904 | 905 | Anson | 0.033 | 0.033 | 0.033 | 0.033 | 0.033 | 0.0017 | 0.0017 | 0.0017 | 0.0017 | 0.0017 | 0 | 0 | 0 | 0 | 0 | 0 | 0 | 0 | 0 | 0 | 0.001 | 0.001 | 0.001 | 0.001 | 0 | 0.0126 | 0.0126 | 0.0126 | 0.0126 | 0.0123 | 0 | 0 | 0 | 0 | 0 | 0 | 0 | 0 | 0 | 0 | 0.06 | 0.06 | 0.06 | 0.06 | 0.06 | 0 | 0 | 0 | 0 | 0
Lillington | 0.38337 | 2 | 0.042115 |  | 3883 | 0.1673 | 0.035 | 0.0133 | 0.12 | 0.001 | 0.0046599 | 43.0852 | 4067 | 5765 | 6830 | 8090 | 8899 | Harnett | 0.1373 | 0.1626 | 0.1926 | 0.2281 | 0.2509 | 0.0424 | 0.0502 | 0.0595 | 0.0705 | 0.0775 | 0.0146 | 0.016 | 0.0177 | 0.0194 | 0.0214 | 0.1408 | 0.1667 | 0.1975 | 0.2339 | 0.2572 | 0.001 | 0.001 | 0.001 | 0.001 | 0.001 | 0.0028 | 0.0033 | 0.0039 | 0.0046 | 0.0051 | 0 | 0 | 0 | 0 | 0 | 0 | 0 | 0 | 0 | 0 | 2 | 2 | 2 | 2 | 2 | 0.042 | 0.042 | 0.042 | 0.042 | 0.042
Lincoln County | 3.7975 | 9.35 | 0.053145 |  | 34229 | 2.1 | 0.4112 | 0.4466 | 0.1682 | 0.2988 | 0.31952 | 61.3515 | 45861 | 55236 | 65255 | 75917 | 87223 | Lincoln | 2.7324 | 3.3142 | 3.915 | 4.555 | 5.2334 | 0.4475 | 0.5455 | 0.6502 | 0.7616 | 0.8798 | 0.3251 | 0.3962 | 0.4723 | 0.5532 | 0.639 | 0.2308 | 0.2814 | 0.3354 | 0.3928 | 0.4538 | 0.3338 | 0.3338 | 0.3338 | 0.3338 | 0.3338 | 0.6 | 0.72 | 0.864 | 1.037 | 1.1 | 0 | 0 | 0 | 0 | 0 | 0 | 0 | 0 | 0 | 0 | 2.25 | 2.25 | 2.25 | 2.25 | 2.25 | 0.1 | 0.1 | 0.1 | 0.1 | 0.1
Lincolnton | 2.6761 | 12 | 0.59743 |  | 13863 | 0.7092 | 0.3768 | 0.2059 | 0.2008 | 0.3432 | 0.24277 | 51.1578 | 14291 | 16577 | 16577 | 16577 | 16577 | Lincoln | 0.729 | 0.845 | 0.845 | 0.845 | 0.845 | 0.4 | 0.5 | 0.6 | 0.6 | 0.6 | 0.3 | 0.4 | 0.5 | 0.6 | 0.7 | 0.3 | 0.35 | 0.4 | 0.45 | 0.5 | 0.343 | 0.343 | 0.343 | 0.343 | 0.343 | 0.2694 | 0.317 | 0.3495 | 0.369 | 0.3885 | 0 | 0 | 0 | 0 | 0 | 0 | 0 | 0 | 0 | 0 | 0 | 0 | 0 | 0 | 0 | 2.25 | 2.25 | 2.25 | 2.25 | 2.25
Linden | 0.13065 | 0.25 | 0.0061 |  | 1973 | 0.107 | 0.0051 | 0 | 0.001 | 0.001 | 0.01045 | 54.2321 | 1973 | 1973 | 1973 | 1973 | 1973 | Cumberland | 0.107 | 0.107 | 0.107 | 0.107 | 0.107 | 0.0051 | 0.0051 | 0.0051 | 0.0051 | 0.0051 | 0 | 0 | 0 | 0 | 0 | 0.001 | 0.001 | 0.001 | 0.001 | 0.001 | 0.001 | 0.001 | 0.001 | 0.001 | 0.001 | 0.0105 | 0.0105 | 0.0105 | 0.0105 | 0.0105 | 0 | 0 | 0 | 0 | 0 | 0 | 0 | 0 | 0 | 0 | 0.25 | 0.25 | 0.25 | 0.25 | 0.25 | 0.0061 | 0.0061 | 0.0061 | 0.0061 | 0.0061
Linville Land Harbor | 0.30617 | 0.411 | 0 |  | 520 | 0.2751 | 0 | 0 | 0 | 0.005 | 0.026067 | 529.0385 | 520 | 520 | 520 | 520 | 520 | Avery | 0.1836 | 0.1836 | 0.1836 | 0.1836 | 0.1836 | 0 | 0 | 0 | 0 | 0 | 0 | 0 | 0 | 0 | 0 | 0 | 0 | 0 | 0 | 0 | 0.01 | 0.01 | 0.01 | 0.01 | 0.01 | 0.0323 | 0.0323 | 0.0323 | 0.0323 | 0.0323 | 0 | 0 | 0 | 0 | 0 | 0 | 0 | 0 | 0 | 0 | 0 | 0 | 0 | 0 | 0 | 0 | 0 | 0 | 0 | 0
Littleton | 0.098167 | 0.15 | 0 |  | 1520 | 0.0634 | 0.01 | 0 | 0 | 0.005 | 0.019767 | 41.7105 | 1500 | 1500 | 1500 | 1500 | 1500 | Halifax | 0.062 | 0.062 | 0.062 | 0.062 | 0.062 | 0.0062 | 0.0062 | 0.0062 | 0.0062 | 0.0062 | 0 | 0 | 0 | 0 | 0 | 0 | 0 | 0 | 0 | 0 | 0.005 | 0.005 | 0.005 | 0.005 | 0.005 | 0.017 | 0.017 | 0.017 | 0.017 | 0.017 | 0 | 0 | 0 | 0 | 0 | 0 | 0 | 0 | 0 | 0 | 0.15 | 0.15 | 0.15 | 0.15 | 0.15 | 0 | 0 | 0 | 0 | 0
Longview | 0.65458 | 5 | 0.029079 |  | 4949 | 0.4569 | 0.0159 | 0 | 0 | 0.1 | 0.052704 | 92.3217 | 5141 | 5297 | 5458 | 5624 | 5793 | Catawba | 0.4884 | 0.503 | 0.5181 | 0.5336 | 0.5496 | 0.0164 | 0.0169 | 0.0174 | 0.0179 | 0.0184 | 0 | 0 | 0 | 0 | 0 | 0 | 0 | 0 | 0 | 0 | 0.1 | 0.1 | 0.1 | 0.1 | 0.1 | 0.06 | 0.0618 | 0.0637 | 0.0656 | 0.0675 | 0 | 0 | 0 | 0 | 0 | 0 | 0 | 0 | 0 | 0 | 2.5 | 2.5 | 2.5 | 2.5 | 2.5 | 0.029 | 0.029 | 0.029 | 0.029 | 0.029
Louisburg | 0.7585 | 3 | 0.29681 |  | 3228 | 0.1264 | 0.1834 | 0 | 0.0393 | 0.052 | 0.060589 | 39.1574 | 4500 | 4680 | 4870 | 5500 | 6000 | Franklin | 0.158 | 0.164 | 0.171 | 0.193 | 0.215 | 0.215 | 0.23 | 0.242 | 0.268 | 0.294 | 0.044 | 0.05 | 0.054 | 0.06 | 0.066 | 0.11 | 0.12 | 0.135 | 0.17 | 0.205 | 0.078 | 0.086 | 0.094 | 0.11 | 0.126 | 0.0934 | 0.1003 | 0.1074 | 0.1236 | 0.1398 | 0 | 0 | 0 | 0 | 0 | 0 | 0 | 0 | 0 | 0 | 0 | 0 | 0 | 0 | 0 | 0.5 | 0.5 | 0.5 | 0.5 | 0.5
Lowell | 0.33958 | 0.618 | 0 |  | 3799 | 0.239 | 0.044 | 0 | 0.011 | 0.005 | 0.040583 | 62.9113 | 4106 | 4344 | 4528 | 4712 | 4896 | Gaston | 0.22 | 0.23 | 0.24 | 0.249 | 0.257 | 0.046 | 0.048 | 0.05 | 0.053 | 0.057 | 0 | 0 | 0 | 0 | 0 | 0.0114 | 0.0117 | 0.0121 | 0.0125 | 0.0128 | 0.017 | 0.017 | 0.018 | 0.018 | 0.0118 | 0.05 | 0.05 | 0.05 | 0.05 | 0.05 | 0 | 0 | 0 | 0 | 0 | 0 | 0 | 0 | 0 | 0 | 0.618 | 0.618 | 0.618 | 0.618 | 0.618 | 0 | 0 | 0 | 0 | 0
Lucama | ERROR | 0.2736 | 0 |  | #N/A | 0 | 0 | 0 | 0 | 0 | #VALUE! | ERROR | 0 | 0 | 0 | 0 | 0 | Wilson | 0 | 0 | 0 | 0 | 0 | 0 | 0 | 0 | 0 | 0 | 0 | 0 | 0 | 0 | 0 | 0 | 0 | 0 | 0 | 0 | 0 | 0 | 0 | 0 | 0 | 0 | 0 | 0 | 0 | 0 | 0 | 0 | 0 | 0 | 0 | 0 | 0 | 0 | 0 | 0 | 0 | 0 | 0 | 0 | 0 | 0 | 0 | 0 | 0 | 0
Lumberton | 4.4667 | 17.8074 | 0 |  | 21000 | 1.5 | 0.79 | 0.043 | 0.038 | 1.5 | 0.59567 | 71.4286 | 22000 | 23000 | 24000 | 25000 | 26000 | Robeson | 1.562 | 1.633 | 1.704 | 1.775 | 1.846 | 1 | 1.1 | 1.2 | 1.3 | 1.4 | 0.045 | 0.049 | 0.051 | 0.054 | 0.059 | 0.04 | 0.042 | 0.045 | 0.048 | 0.05 | 1.5 | 1.6 | 1.7 | 1.8 | 1.9 | 0.65 | 0.6565 | 0.663 | 0.67 | 0.676 | 0 | 0 | 0 | 0 | 0 | 0 | 0 | 0 | 0 | 0 | 0 | 0 | 0 | 0 | 0 | 0.5 | 0.5 | 0.5 | 0.5 | 0.5
Macclesfield | 0.042442 | 0.1 | 0 |  | 450 | 0.0313 | 0.002 | 0 | 0.001 | 0.001 | 0.0071417 | 69.5556 | 497 | 526 | 562 | 585 | 600 | Edgecombe | 0.032 | 0.032 | 0.032 | 0.032 | 0.032 | 0.003 | 0.003 | 0.003 | 0.003 | 0.003 | 0 | 0 | 0 | 0 | 0 | 0.001 | 0.001 | 0.001 | 0.001 | 0.001 | 0.001 | 0.001 | 0.001 | 0.001 | 0.001 | 0.0071 | 0.0071 | 0.0071 | 0.0071 | 0.0071 | 0 | 0 | 0 | 0 | 0 | 0 | 0 | 0 | 0 | 0 | 0 | 0 | 0 | 0 | 0 | 0 | 0 | 0 | 0 | 0
Madison | 0.42775 | 16.1 | 0.046 |  | 2347 | 0.09 | 0.079 | 0.1 | 0 | 0.068 | 0.04475 | 38.3468 | 3027 | 3147 | 3267 | 3387 | 3387 | Rockingham | 0.104 | 0.108 | 0.112 | 0.116 | 0.116 | 0.041 | 0.042 | 0.043 | 0.044 | 0.044 | 0.35 | 0.368 | 0.386 | 0.404 | 0.404 | 0 | 0 | 0 | 0 | 0 | 0.072 | 0.074 | 0.076 | 0.078 | 0.078 | 0.0552 | 0.0576 | 0.06 | 0.0625 | 0.0625 | 0 | 0 | 0 | 0 | 0 | 0 | 0 | 0 | 0 | 0 | 0 | 0 | 0 | 0 | 0 | 0.2 | 0.2 | 0.2 | 0.2 | 0.2
Maggie Valley SD | 1.0375 | 4.5 | 0 |  | 9527 | 0.4779 | 0.2258 | 0.029 | 0.039 | 0.094 | 0.1718 | 50.1627 | 10530 | 11530 | 12600 | 13200 | 14000 | Haywood | 0.51 | 0.72 | 0.82 | 0.87 | 0.92 | 0.257 | 0.299 | 0.328 | 0.34 | 0.35 | 0.032 | 0.034 | 0.036 | 0.038 | 0.04 | 0.041 | 0.043 | 0.045 | 0.047 | 0.049 | 0.105 | 0.115 | 0.125 | 0.135 | 0.145 | 0.1866 | 0.2455 | 0.2748 | 0.2914 | 0.3057 | 0 | 0 | 0 | 0 | 0 | 0 | 0 | 0 | 0 | 0 | 0 | 0 | 0 | 0 | 0 | 0 | 0 | 0 | 0 | 0
Magnolia | 0.061425 | 0.27 | 0 |  | 980 | 0.037 | 0.007 | 0 | 0.004 | 0.004 | 0.009425 | 37.7551 | 985 | 1034 | 1086 | 1140 | 1197 | Duplin | 0.046 | 0.048 | 0.051 | 0.053 | 0.056 | 0.007 | 0.009 | 0.011 | 0.014 | 0.018 | 0 | 0 | 0 | 0 | 0 | 0.004 | 0.005 | 0.005 | 0.006 | 0.007 | 0.004 | 0.004 | 0.005 | 0.005 | 0.006 | 0.01 | 0.011 | 0.012 | 0.013 | 0.014 | 0 | 0 | 0 | 0 | 0 | 0 | 0 | 0 | 0 | 0 | 0 | 0 | 0 | 0 | 0 | 0 | 0 | 0 | 0 | 0
Maiden | 0.87658 | 3 | 0 |  | 5196 | 0.2095 | 0.0257 | 0.4897 | 0.0433 | 0.01 | 0.098383 | 40.3195 | 6057 | 6966 | 8010 | 9212 | 10121 | Catawba | 0.2665 | 0.3064 | 0.3524 | 0.4052 | 0.4453 | 0.03 | 0.033 | 0.0363 | 0.0399 | 0.0439 | 0.6 | 0.618 | 0.6242 | 0.6304 | 0.643 | 0.0605 | 0.0666 | 0.0733 | 0.0806 | 0.0879 | 0.0201 | 0.0214 | 0.0227 | 0.0241 | 0.0255 | 0.1203 | 0.1275 | 0.1352 | 0.1433 | 0.1519 | 0 | 0 | 0 | 0 | 0 | 0 | 0 | 0 | 0 | 0 | 3 | 3 | 3 | 3 | 3 | 0 | 0 | 0 | 0 | 0
Manteo | 0.20983 | 1 | 0 |  | 1359 | 0.147 | 0.032 | 0 | 0.009 | 0.003 | 0.018833 | 108.1678 | 1427 | 1498 | 1573 | 1652 | 1734 | Dare | 0.154 | 0.162 | 0.17 | 0.179 | 0.188 | 0.034 | 0.035 | 0.037 | 0.039 | 0.041 | 0 | 0 | 0 | 0 | 0 | 0.009 | 0.01 | 0.01 | 0.011 | 0.011 | 0.003 | 0.003 | 0.003 | 0.004 | 0.004 | 0.011 | 0.011 | 0.012 | 0.012 | 0.013 | 0 | 0 | 0 | 0 | 0 | 0 | 0 | 0 | 0 | 0 | 1 | 1 | 1 | 1 | 1 | 0 | 0 | 0 | 0 | 0
Marion | 1.6807 | 4.3 | 0.048232 |  | 8668 | 0.443 | 0.4426 | 0.0347 | 0 | 0.2 | 0.51214 | 51.1075 | 8755 | 8843 | 8931 | 9020 | 9110 | McDowell | 0.4465 | 0.451 | 0.4555 | 0.46 | 0.4646 | 0.447 | 0.4515 | 0.456 | 0.4606 | 0.4652 | 0.0438 | 0.0443 | 0.0447 | 0.0452 | 0.0456 | 0 | 0 | 0 | 0 | 0 | 0.202 | 0.204 | 0.206 | 0.208 | 0.21 | 0.15 | 0.1515 | 0.153 | 0.1545 | 0.156 | 0 | 0 | 0 | 0 | 0 | 0 | 0 | 0 | 0 | 0 | 0 | 0 | 0 | 0 | 0 | 0.2 | 0.2 | 0.2 | 0.2 | 0.2
Mars Hill | 0.26875 | 0.6 | 0 |  | 3150 | 0.089 | 0.065 | 0.038 | 0.039 | 0.003 | 0.03475 | 28.254 | 3502 | 3902 | 4302 | 4702 | 5102 | Madison | 0.125 | 0.128 | 0.131 | 0.134 | 0.137 | 0.045 | 0.045 | 0.046 | 0.046 | 0.047 | 0.002 | 0.002 | 0.003 | 0.003 | 0.004 | 0.085 | 0.085 | 0.087 | 0.087 | 0.09 | 0.02 | 0.02 | 0.02 | 0.02 | 0.02 | 0.0406 | 0.041 | 0.0421 | 0.0425 | 0.0437 | 0 | 0 | 0 | 0 | 0 | 0 | 0 | 0 | 0 | 0 | 0 | 0 | 0 | 0 | 0 | 0 | 0 | 0 | 0 | 0
Marshall | 0.14125 | 0.1956 | 0 |  | 947 | 0.044 | 0.011 | 0.03 | 0.029 | 0 | 0.02725 | 46.4625 | 976 | 1020 | 1050 | 1081 | 1115 | Madison | 0.0474 | 0.0494 | 0.0505 | 0.0525 | 0.055 | 0.0113 | 0.0113 | 0.0113 | 0.0113 | 0.0113 | 0.0031 | 0.0032 | 0.0033 | 0.0033 | 0.0033 | 0.0309 | 0.0309 | 0.0309 | 0.0309 | 0.0309 | 0 | 0 | 0 | 0 | 0 | 0.0383 | 0.0392 | 0.0396 | 0.0404 | 0.0412 | 0 | 0 | 0 | 0 | 0 | 0 | 0 | 0 | 0 | 0 | 0 | 0 | 0 | 0 | 0 | 0 | 0 | 0 | 0 | 0
Marshville | 0.30597 | 1 | 0 |  | 2500 | 0.1857 | 0.0039 | 0.0049 | 0.0001 | 0.052 | 0.059367 | 74.28 | 3149 | 3779 | 4535 | 5442 | 6500 | Union | 0.169 | 0.202 | 0.242 | 0.29 | 0.338 | 0.015 | 0.018 | 0.022 | 0.026 | 0.03 | 0.069 | 0.083 | 0.099 | 0.119 | 0.139 | 0.001 | 0.001 | 0.001 | 0.001 | 0.001 | 0.001 | 0.001 | 0.001 | 0.001 | 0.001 | 0.0615 | 0.0736 | 0.0881 | 0.1054 | 0.1228 | 0 | 0 | 0 | 0 | 0 | 0 | 0 | 0 | 0 | 0 | 1 | 1 | 1 | 1 | 1 | 0 | 0 | 0 | 0 | 0
Martin County Regional WASA | 0.89876 | 128 | 0.64426 |  | 0 | 0 | 0 | 0 | 0 | 0.2269 | 0.027598 | ERROR | 0 | 0 | 0 | 0 | 0 | Martin | 0 | 0 | 0 | 0 | 0 | 0 | 0 | 0 | 0 | 0 | 0 | 0 | 0 | 0 | 0 | 0 | 0 | 0 | 0 | 0 | 0.2 | 0.2 | 0.2 | 0.2 | 0.2 | 0.0486 | 0.0486 | 0.0486 | 0.0486 | 0.0486 | 0 | 0 | 0 | 0 | 0 | 0 | 0 | 0 | 0 | 0 | 0 | 0 | 0 | 0 | 0 | 0.7011 | 0.7011 | 0.7011 | 0.7011 | 0.7011
Martin County Regional WASA Well | 0.1652 | 0.343 | 0.13557 |  | 0 | 0 | 0 | 0 | 0 | 0.0273 | 0.0023296 | ERROR | 0 | 0 | 0 | 0 | 0 | Martin | 0 | 0 | 0 | 0 | 0 | 0 | 0 | 0 | 0 | 0 | 0 | 0 | 0 | 0 | 0 | 0 | 0 | 0 | 0 | 0 | 0.025 | 0.025 | 0.025 | 0.025 | 0.025 | 0.0025 | 0.0025 | 0.0025 | 0.0025 | 0.0025 | 0 | 0 | 0 | 0 | 0 | 0 | 0 | 0 | 0 | 0 | 0 | 0 | 0 | 0 | 0 | 0.195 | 0.195 | 0.195 | 0.195 | 0.195
Martin County WD I | 0.13787 | 0.3063 | 0 |  | 2058 | 0.078 | 0.0051 | 0 | 0.001 | 0.02 | 0.033767 | 37.9009 | 2050 | 2050 | 2050 | 2050 | 2050 | Martin | 0.078 | 0.078 | 0.078 | 0.078 | 0.078 | 0.0051 | 0.0051 | 0.0051 | 0.0051 | 0.0051 | 0 | 0 | 0 | 0 | 0 | 0.001 | 0.001 | 0.001 | 0.001 | 0.001 | 0.02 | 0.02 | 0.02 | 0.02 | 0.02 | 0.035 | 0.035 | 0.035 | 0.035 | 0.035 | 0 | 0 | 0 | 0 | 0 | 0 | 0 | 0 | 0 | 0 | 0.1495 | 0.1495 | 0.1495 | 0 | 0 | 0 | 0 | 0 | 0 | 0
Martin County WD II | 0.12362 | 0.276 | 0 |  | 2478 | 0.097 | 0.0025 | 0 | 0.0025 | 0.015 | 0.0066167 | 39.1445 | 2728 | 2978 | 3228 | 3478 | 3728 | Martin | 0.107 | 0.117 | 0.127 | 0.136 | 0.146 | 0.0025 | 0.0025 | 0.0025 | 0.0025 | 0.0025 | 0 | 0 | 0 | 0 | 0 | 0.0025 | 0.0025 | 0.0025 | 0.0025 | 0.0025 | 0.02 | 0.02 | 0.02 | 0.02 | 0.02 | 0.0076 | 0.0081 | 0.0087 | 0.0092 | 0.0098 | 0 | 0 | 0 | 0 | 0 | 0 | 0 | 0 | 0 | 0 | 0.15 | 0.15 | 0.15 | 0 | 0 | 0 | 0 | 0 | 0 | 0
Maury Sanitary Land District | 0.035858 | 0.2 | 0 |  | 468 | 0.03 | 0 | 0 | 0.0013 | 0.0001 | 0.0044583 | 64.1026 | 468 | 468 | 468 | 468 | 468 | Greene | 0.02 | 0.02 | 0.02 | 0.02 | 0.02 | 0 | 0 | 0 | 0 | 0 | 0 | 0 | 0 | 0 | 0 | 0.018 | 0.018 | 0.018 | 0.018 | 0.018 | 0.0001 | 0.0001 | 0.0001 | 0.0001 | 0.0001 | 0.0045 | 0.0045 | 0.0045 | 0.0045 | 0.0045 | 0 | 0 | 0 | 0 | 0 | 0 | 0 | 0 | 0 | 0 | 0.2 | 0.2 | 0.2 | 0.2 | 0.2 | 0 | 0 | 0 | 0 | 0
Maxton | 0.21744 | 0.88 | 0 |  | 2353 | 0.1449 | 0.0093 | 0 | 0.0002 | 0.0036 | 0.059442 | 61.581 | 2353 | 2353 | 2353 | 2353 | 2353 | Robeson | 0.1459 | 0.1459 | 0.1459 | 0.1459 | 0.1459 | 0.01 | 0.01 | 0.01 | 0.01 | 0.01 | 0 | 0 | 0 | 0 | 0 | 0.0004 | 0.0004 | 0.0004 | 0.0004 | 0.0004 | 0.004 | 0.004 | 0.004 | 0.004 | 0.004 | 0.026 | 0.026 | 0.026 | 0.026 | 0.026 | 0 | 0 | 0 | 0 | 0 | 0 | 0 | 0 | 0 | 0 | 0 | 0 | 0 | 0 | 0 | 0 | 0 | 0 | 0 | 0
Mayberry WSD2 | ERROR | #N/A | 0 |  | #N/A | 0 | 0 | 0 | 0 | 0 | #VALUE! | ERROR | #N/A | #N/A | #N/A | #N/A | #N/A | Orange | #N/A | #N/A | #N/A | #N/A | #N/A | #N/A | #N/A | #N/A | #N/A | #N/A | #N/A | #N/A | #N/A | #N/A | #N/A | #N/A | #N/A | #N/A | #N/A | #N/A | #N/A | #N/A | #N/A | #N/A | #N/A | #N/A | #N/A | #N/A | #N/A | #N/A | 0 | 0 | 0 | 0 | 0 | 0 | 0 | 0 | 0 | 0 | 0 | 0 | 0 | 0 | 0 | 0 | 0 | 0 | 0 | 0
Mayodan | 0.67792 | 10 | 0.14068 |  | 2508 | 0.0985 | 0.0448 | 0.1301 | 0.0129 | 0.0806 | 0.17034 | 39.2743 | 3250 | 3575 | 3932 | 4000 | 4200 | Rockingham | 0.129 | 0.134 | 0.14 | 0.143 | 0.15 | 0.049 | 0.05 | 0.051 | 0.052 | 0.053 | 0.134 | 0.135 | 0.136 | 0.137 | 0.1375 | 0.022 | 0.0221 | 0.0223 | 0.0224 | 0.0225 | 0.119 | 0.12 | 0.121 | 0.1211 | 0.122 | 0.2 | 0.21 | 0.21 | 0.22 | 0.25 | 0 | 0 | 0 | 0 | 0 | 0 | 0 | 0 | 0 | 0 | 0 | 0 | 0 | 0 | 0 | 0.3 | 0.3 | 0.3 | 0.3 | 0.3
Maysville | 0.048 | 0.1728 | 0 |  | 1100 | 0.0388 | 0.0049 | 0 | 0.0014 | 0.001 | 0.0019 | 35.2727 | 1048 | 821 | 659 | 529 | 425 | Jones | 0.0369 | 0.0289 | 0.0232 | 0.0186 | 0.0149 | 0.0047 | 0.0037 | 0.0029 | 0.0024 | 0.0015 | 0 | 0 | 0 | 0 | 0 | 0.0013 | 0.001 | 0.0008 | 0.0007 | 0.0005 | 0.001 | 0.0007 | 0.0006 | 0.0005 | 0.0004 | 0.0033 | 0.0026 | 0.0021 | 0.0017 | 0.0013 | 0 | 0 | 0 | 0 | 0 | 0 | 0 | 0 | 0 | 0 | 0 | 0 | 0 | 0 | 0 | 0 | 0 | 0 | 0 | 0
McAdenville | 0.25367 | 1 | 0 |  | 800 | 0.047 | 0.005 | 0.168 | 0.003 | 0.011 | 0.019667 | 58.75 | 857 | 919 | 981 | 1050 | 1123 | Gaston | 0.0497 | 0.0533 | 0.0569 | 0.0609 | 0.0651 | 0.006 | 0.007 | 0.008 | 0.009 | 0.01 | 0.171 | 0.205 | 0.25 | 0.304 | 0.371 | 0.0036 | 0.0043 | 0.0052 | 0.0062 | 0.0075 | 0.011 | 0.011 | 0.011 | 0.011 | 0.011 | 0.0156 | 0.0185 | 0.0224 | 0.0271 | 0.033 | 0 | 0 | 0 | 0 | 0 | 0 | 0 | 0 | 0 | 0 | 1 | 1 | 1 | 1 | 1 | 0 | 0 | 0 | 0 | 0
McDowell County | 0.0512 | 0.2 | 0 |  | 838 | 0.025 | 0.0065 | 0.0008 | 0.0021 | 0.0115 | 0.0053 | 29.8329 | 850 | 860 | 870 | 880 | 890 | McDowell | 0.0325 | 0.034 | 0.0345 | 0.035 | 0.0355 | 0.0055 | 0.007 | 0.0072 | 0.0075 | 0.0077 | 0.0006 | 0.0007 | 0.0007 | 0.0007 | 0.0007 | 0.0031 | 0.0033 | 0.0034 | 0.0035 | 0.0036 | 0.0135 | 0.014 | 0.0155 | 0.019 | 0.019 | 0.0051 | 0.0056 | 0.0058 | 0.0062 | 0.0063 | 0 | 0 | 0 | 0 | 0 | 0 | 0 | 0 | 0 | 0 | 0.2 | 0.2 | 0.2 | 0.2 | 0.2 | 0 | 0 | 0 | 0 | 0
Mebane | 1.9165 | 6 | 0.0024986 |  | 17472 | 0.8915 | 0.253 | 0.269 | 0.084 | 0.041 | 0.37552 | 51.0245 | 33484 | 40911 | 48155 | 55996 | 65069 | Alamance | 1.585 | 1.908 | 2.212 | 2.534 | 2.902 | 0.38 | 0.569 | 0.854 | 1.281 | 1.921 | 0.336 | 0.42 | 0.525 | 0.657 | 0.821 | 0.092 | 0.101 | 0.111 | 0.122 | 0.134 | 0.0513 | 0.0641 | 0.0801 | 0.1001 | 0.1251 | 0.37 | 0.361 | 0.352 | 0.343 | 0.334 | 0 | 0 | 0 | 0 | 0 | 0 | 0 | 0 | 0 | 0 | 6 | 6 | 6 | 6 | 6 | 0 | 0 | 0 | 0 | 0
Merrimon | 0.00305 | 0.036 | 0 |  | 80 | 0.002 | 0 | 0 | 0.0003 | 0.001 | -0.00025 | 25 | 80 | 82 | 84 | 86 | 88 | Carteret | 0.002 | 0.002 | 0.002 | 0.002 | 0.002 | 0 | 0 | 0 | 0 | 0 | 0 | 0 | 0 | 0 | 0 | 0.0003 | 0.0003 | 0.0003 | 0.0003 | 0.0003 | 0.001 | 0.001 | 0.001 | 0.001 | 0.001 | 0.0004 | 0.0004 | 0.0004 | 0.0004 | 0.0004 | 0 | 0 | 0 | 0 | 0 | 0 | 0 | 0 | 0 | 0 | 0 | 0 | 0 | 0 | 0 | 0 | 0 | 0 | 0 | 0
Micro | 0.03475 | 0.175 | 0 |  | 460 | 0.023 | 0.001 | 0 | 0.009 | 0.001 | 0.00075 | 50 | 629 | 816 | 1059 | 1375 | 1740 | Johnston | 0.0371 | 0.0481 | 0.0625 | 0.0811 | 0.1027 | 0.0013 | 0.0017 | 0.0022 | 0.0029 | 0.0037 | 0 | 0 | 0 | 0 | 0 | 0.01 | 0.012 | 0.0144 | 0.0173 | 0.0207 | 0.0011 | 0.0012 | 0.0013 | 0.0014 | 0.0015 | 0.0024 | 0.0026 | 0.0028 | 0.003 | 0.0032 | 0 | 0 | 0 | 0 | 0 | 0 | 0 | 0 | 0 | 0 | 0 | 0 | 0 | 0 | 0 | 0 | 0 | 0 | 0 | 0
Micro (County Line) | 0.0018333 | 0.005 | 0 |  | 40 | 0.002 | 0 | 0 | 0 | 0 | -0.00016667 | 50 | 40 | 40 | 40 | 40 | 40 | Johnston | 0.002 | 0.002 | 0.002 | 0.002 | 0.002 | 0 | 0 | 0 | 0 | 0 | 0 | 0 | 0 | 0 | 0 | 0 | 0 | 0 | 0 | 0 | 0 | 0 | 0 | 0 | 0 | 0 | 0 | 0 | 0 | 0 | 0 | 0 | 0 | 0 | 0 | 0 | 0 | 0 | 0 | 0 | 0.005 | 0.005 | 0.005 | 0.005 | 0.005 | 0 | 0 | 0 | 0 | 0
Middlesex | 0.11488 | 0.565 | 0 |  | 864 | 0.0432 | 0.0052 | 0.0137 | 0.002 | 0.015 | 0.035775 | 50 | 905 | 948 | 994 | 1042 | 1094 | Nash | 0.0425 | 0.0427 | 0.0429 | 0.0431 | 0.0433 | 0.0054 | 0.0056 | 0.0058 | 0.006 | 0.0062 | 0.0139 | 0.0141 | 0.0143 | 0.0145 | 0.0147 | 0.0012 | 0.0014 | 0.0016 | 0.0017 | 0.0019 | 0.0165 | 0.0167 | 0.0169 | 0.0171 | 0.0173 | 0.013 | 0.0131 | 0.0132 | 0.0133 | 0.0134 | 0 | 0 | 0 | 0 | 0 | 0 | 0 | 0 | 0 | 0 | 0 | 0 | 0 | 0 | 0 | 0 | 0 | 0 | 0 | 0
Milton | 0.014475 | 0.108 | 0 |  | 212 | 0.0084 | 0.0004 | 0 | 0 | 0.001 | 0.004675 | 39.6226 | 215 | 215 | 215 | 215 | 215 | Caswell | 0.0085 | 0.0085 | 0.0085 | 0.0085 | 0.0085 | 0.001 | 0.001 | 0.001 | 0.001 | 0.001 | 0 | 0 | 0 | 0 | 0 | 0 | 0 | 0 | 0 | 0 | 0.001 | 0.001 | 0.001 | 0.001 | 0.001 | 0.004 | 0.004 | 0.004 | 0.004 | 0.004 | 0 | 0 | 0 | 0 | 0 | 0 | 0 | 0 | 0 | 0 | 0 | 0 | 0 | 0 | 0 | 0 | 0 | 0 | 0 | 0
Mocksville | 0.85367 | 3.6 | 0 |  | 5310 | 0.386 | 0.09 | 0.072 | 0.054 | 0.105 | 0.14667 | 72.693 | 5800 | 6300 | 6900 | 7500 | 8100 | Davie | 0.4234 | 0.4599 | 0.5037 | 0.5475 | 0.5913 | 0.105 | 0.11 | 0.116 | 0.122 | 0.128 | 0.11 | 0.121 | 0.133 | 0.146 | 0.161 | 0.063 | 0.066 | 0.069 | 0.073 | 0.077 | 0.105 | 0.11 | 0.116 | 0.122 | 0.128 | 0.144 | 0.145 | 0.146 | 0.147 | 0.148 | 0 | 0 | 0 | 0 | 0 | 0 | 0 | 0 | 0 | 0 | 0 | 0 | 0 | 0 | 0 | 0 | 0 | 0 | 0 | 0
Monroe | 6.1242 | 11.39 | 0 |  | 32799 | 1.71 | 0.799 | 2.14 | 0.224 | 0.571 | 0.68017 | 52.1357 | 39982 | 48738 | 59411 | 72421 | 88281 | Union | 2.1 | 2.5 | 3.1 | 3.8 | 4.6 | 1 | 1.2 | 1.4 | 1.8 | 2.2 | 2.3 | 2.4 | 2.5 | 2.6 | 2.8 | 0.3 | 0.3 | 0.4 | 0.5 | 0.6 | 0.6 | 0.8 | 0.9 | 1.1 | 1.3 | 0.9 | 1 | 1.1 | 1.2 | 1.3 | 2 | 3 | 6 | 8 | 8 | 0 | 0 | 0 | 0 | 0 | 1.99 | 1.99 | 1.99 | 1.99 | 1.99 | 0 | 0 | 0 | 0 | 0
Montgomery Co | 2.6725 | 6 | 1.4412 |  | 15102 | 0.494 | 0.2854 | 0 | 0 | 0.05 | 0.40186 | 32.7109 | 16849 | 17017 | 18612 | 20355 | 22262 | Montgomery | 0.5 | 0.55 | 0.6 | 0.66 | 0.72 | 0.29 | 0.32 | 0.35 | 0.38 | 0.42 | 0 | 0 | 0 | 0 | 0 | 0 | 0 | 0 | 0 | 0 | 0 | 0 | 0 | 0 | 0 | 0.5878 | 0.6473 | 0.7068 | 0.7738 | 0.8482 | 0 | 0 | 0 | 0 | 0 | 0 | 0 | 0 | 0 | 0 | 0 | 0 | 0 | 0 | 0 | 2.3734 | 2.3734 | 2.3734 | 2.3734 | 2.3734
Montreat | 0.11601 | 0.322 | 0 |  | 798 | 0.0795 | 0 | 0 | 0.0165 | 0.0011 | 0.018908 | 99.6241 | 888 | 961 | 1041 | 1127 | 1217 | Buncombe | 0.081 | 0.0826 | 0.0842 | 0.086 | 0.0888 | 0 | 0 | 0 | 0 | 0 | 0 | 0 | 0 | 0 | 0 | 0.0168 | 0.0171 | 0.0175 | 0.018 | 0.0186 | 0.0011 | 0.0012 | 0.0012 | 0.0014 | 0.0015 | 0.0182 | 0.0186 | 0.019 | 0.0194 | 0.0201 | 0 | 0 | 0 | 0 | 0 | 0 | 0 | 0 | 0 | 0 | 0 | 0 | 0 | 0 | 0 | 0 | 0 | 0 | 0 | 0
Moore County Public Utilities-Addor | 0.0061083 | 0.045 | 0 |  | 110 | 0.0043 | 0.001 | 0 | 0 | 0.0003 | 0.00050833 | 39.0909 | 115 | 125 | 140 | 160 | 180 | Moore | 0.0046 | 0.005 | 0.0056 | 0.0064 | 0.0072 | 0.001 | 0.0011 | 0.0012 | 0.0013 | 0.0014 | 0 | 0 | 0 | 0 | 0 | 0 | 0 | 0 | 0 | 0 | 0.0004 | 0 | 0 | 0 | 0 | 0.0004 | 0.0004 | 0.0005 | 0.0006 | 0.0006 | 0 | 0 | 0 | 0 | 0 | 0 | 0 | 0 | 0 | 0 | 0.045 | 0.045 | 0.045 | 0.045 | 0.045 | 0 | 0 | 0 | 0 | 0
Moore County Public Utilities-High Falls | 0.013033 | 0.025 | 0 |  | 28 | 0.0008 | 0.0001 | 0 | 0.0009 | 0.0102 | 0.0010333 | 28.5714 | 35 | 40 | 45 | 50 | 55 | Moore | 0.001 | 0.0011 | 0.0013 | 0.0014 | 0.0016 | 0.0001 | 0.0001 | 0.0001 | 0.0001 | 0.0001 | 0 | 0 | 0 | 0 | 0 | 0.0009 | 0.0009 | 0.001 | 0.002 | 0.003 | 0.01 | 0.01 | 0.009 | 0.008 | 0.007 | 0.0008 | 0.0008 | 0.0008 | 0.0008 | 0.0008 | 0 | 0 | 0 | 0 | 0 | 0 | 0 | 0 | 0 | 0 | 0.025 | 0.025 | 0.025 | 0.025 | 0.025 | 0 | 0 | 0 | 0 | 0
Moore County Public Utilities-Hyland Hills | 0.019333 | 0.04 | 0 |  | 354 | 0.015 | 0.0001 | 0 | 0 | 0.002 | 0.0022333 | 42.3729 | 380 | 410 | 438 | 469 | 480 | Moore | 0.0161 | 0.0174 | 0.0186 | 0.0199 | 0.02 | 0.0001 | 0.0001 | 0.0002 | 0.0002 | 0.0003 | 0 | 0 | 0 | 0 | 0 | 0 | 0 | 0 | 0 | 0 | 0 | 0 | 0 | 0 | 0 | 0.0017 | 0.0018 | 0.002 | 0.0021 | 0.0021 | 0 | 0 | 0 | 0 | 0 | 0 | 0 | 0 | 0 | 0 | 0.04 | 0.04 | 0.04 | 0.04 | 0.04 | 0 | 0 | 0 | 0 | 0
Moore County Public Utilities-Pinehurst | 1.9064 | 4.6905 | 0.47359 |  | 17224 | 1.2603 | 0.3766 | 0 | 0 | 0.0016 | -0.2057 | 73.1712 | 19889 | 22784 | 25672 | 28561 | 31452 | Moore | 1.4068 | 1.6116 | 1.8158 | 2.0202 | 2.2247 | 0.4842 | 0.5662 | 0.6379 | 0.7097 | 0.7816 | 0 | 0 | 0 | 0 | 0 | 0 | 0 | 0 | 0 | 0 | 0.0018 | 0.0021 | 0.0024 | 0.0027 | 0.0029 | 0.2761 | 0.318 | 0.3583 | 0.3986 | 0.4363 | 0 | 2 | 2 | 2 | 2 | 0 | 0 | 0 | 0 | 0 | 3.4 | 3.4 | 3.4 | 3.4 | 3.4 | 0.8 | 0.8 | 0.8 | 0.8 | 0.8
Moore County Public Utilities-Robbins | 0.0265 | 0.05 | 0 |  | 90 | 0.0036 | 0.0008 | 0 | 0.0008 | 0.0191 | 0.0022 | 40 | 100 | 110 | 120 | 130 | 140 | Moore | 0.004 | 0.0044 | 0.0048 | 0.0052 | 0.0056 | 0.0008 | 0.0009 | 0.0009 | 0.001 | 0.001 | 0 | 0 | 0 | 0 | 0 | 0.002 | 0.0022 | 0.0024 | 0.0028 | 0.003 | 0.0191 | 0.0196 | 0.02 | 0.0202 | 0.0204 | 0.0019 | 0.002 | 0.0021 | 0.0022 | 0.0022 | 0 | 0 | 0 | 0 | 0 | 0 | 0 | 0 | 0 | 0 | 0.05 | 0.05 | 0.05 | 0.05 | 0.05 | 0 | 0 | 0 | 0 | 0
Moore County Public Utilities-Seven Lakes | 0.47641 | 0.8 | 0 |  | 6843 | 0.3991 | 0.0339 | 0 | 0 | 0.01 | 0.033408 | 58.3224 | 7826 | 8639 | 9488 | 10769 | 11814 | Moore | 0.4565 | 0.5039 | 0.5534 | 0.6282 | 0.6891 | 0.0388 | 0.0428 | 0.047 | 0.0534 | 0.0585 | 0 | 0 | 0 | 0 | 0 | 0 | 0 | 0 | 0 | 0 | 0.0114 | 0.0126 | 0.0139 | 0.0157 | 0.0173 | 0.0629 | 0.0694 | 0.0763 | 0.0866 | 0.095 | 0 | 0 | 0 | 0 | 0 | 0 | 0 | 0 | 0 | 0 | 0.8 | 0.8 | 0.8 | 0.8 | 0.8 | 0 | 0 | 0 | 0 | 0
Moore County Public Utilities-The Carolina | 0.011758 | 0.03 | 0 |  | 99 | 0.0078 | 0 | 0 | 0 | 0.0025 | 0.0014583 | 78.7879 | 100 | 106 | 110 | 120 | 130 | Moore | 0.0078 | 0.0083 | 0.0086 | 0.0093 | 0.01 | 0 | 0 | 0 | 0 | 0 | 0 | 0 | 0 | 0 | 0 | 0 | 0 | 0 | 0 | 0 | 0.0035 | 0.0036 | 0.0037 | 0.0039 | 0.004 | 0.0013 | 0.0014 | 0.0014 | 0.0015 | 0.0016 | 0 | 0 | 0 | 0 | 0 | 0 | 0 | 0 | 0 | 0 | 0.03 | 0.03 | 0.03 | 0.03 | 0.03 | 0 | 0 | 0 | 0 | 0
Moore County Public Utilities-Vass | 0.08845 | 0.15 | 0 |  | 1430 | 0.052 | 0.0208 | 0 | 0.0015 | 0.005 | 0.00915 | 36.3636 | 1550 | 1700 | 1800 | 1900 | 2000 | Moore | 0.0541 | 0.0593 | 0.0628 | 0.0663 | 0.0713 | 0.0225 | 0.0235 | 0.0245 | 0.0255 | 0.0265 | 0 | 0 | 0 | 0 | 0 | 0.002 | 0.0025 | 0.003 | 0.0035 | 0.004 | 0.005 | 0.005 | 0.0055 | 0.0055 | 0.006 | 0.0081 | 0.0088 | 0.0093 | 0.0098 | 0.0105 | 0 | 0 | 0 | 0 | 0 | 0 | 0 | 0 | 0 | 0 | 0.15 | 0.15 | 0.15 | 0.15 | 0.15 | 0 | 0 | 0 | 0 | 0
Mooresville | 6.9146 | 18 | 0.13286 |  | 42000 | 2.6 | 1.1 | 2.4 | 0.3 | 0.071 | 0.31072 | 61.9048 | 57000 | 70000 | 84000 | 98000 | 110000 | Iredell | 3.6 | 4.9 | 5.2 | 6 | 6.2 | 1.25 | 1.35 | 1.5 | 1.75 | 1.8 | 2.6 | 2.8 | 3 | 3.2 | 3.4 | 0.32 | 0.34 | 0.36 | 0.38 | 0.4 | 0.074 | 0.078 | 0.082 | 0.086 | 0.091 | 0.4172 | 0.5001 | 0.5381 | 0.6183 | 0.6443 | 0 | 0 | 0 | 0 | 0 | 0 | 0 | 0 | 0 | 0 | 0 | 0 | 0 | 0 | 0 | 0.756 | 0.756 | 0.756 | 0.756 | 0.756
Moravian Falls Water Works | 0.30625 | 0.5 | 0 |  | 3302 | 0.206 | 0 | 0 | 0 | 0.001 | 0.09925 | 62.3864 | 3315 | 3382 | 3443 | 3506 | 3570 | Wilkes | 0.2068 | 0.2109 | 0.2147 | 0.2185 | 0.2224 | 0 | 0 | 0 | 0 | 0 | 0 | 0 | 0 | 0 | 0 | 0 | 0 | 0 | 0 | 0 | 0.001 | 0.001 | 0.002 | 0.002 | 0.002 | 0.1 | 0.1 | 0.1 | 0.1 | 0.1 | 0 | 0 | 0 | 0 | 0 | 0 | 0 | 0 | 0 | 0 | 0.5 | 0.5 | 0.5 | 0.5 | 0.5 | 0 | 0 | 0 | 0 | 0
Morehead City | 1.2158 | 3 | 0 |  | 9420 | 0.586 | 0.288 | 0.0066 | 0.129 | 0.109 | 0.09715 | 62.2081 | 10328 | 11027 | 12981 | 14228 | 16111 | Carteret | 0.583 | 0.616 | 0.724 | 0.868 | 0.933 | 0.386 | 0.417 | 0.477 | 0.517 | 0.5497 | 0.007 | 0.008 | 0.009 | 0.01 | 0.011 | 0.141 | 0.162 | 0.186 | 0.214 | 0.2303 | 0.052 | 0.061 | 0.07 | 0.082 | 0.091 | 0.1026 | 0.111 | 0.1287 | 0.1485 | 0.1593 | 0 | 0 | 0 | 0 | 0 | 0 | 0 | 0 | 0 | 0 | 0 | 0 | 0 | 0 | 0 | 0 | 0 | 0 | 0 | 0
Morganton | 7.15 | 18 | 1.1852 |  | 25333 | 1.33 | 1.55 | 2.6 | 0.21 | 0.14 | 0.13476 | 52.5007 | 26853 | 28464 | 30172 | 31982 | 33000 | Burke | 1.4232 | 1.5086 | 1.5991 | 1.695 | 1.735 | 1.9 | 2 | 2.1 | 2.2 | 2.3 | 3.8 | 3.9 | 4 | 4.1 | 4.2 | 0.2415 | 0.2777 | 0.3194 | 0.3673 | 0.4224 | 0.165 | 0.1815 | 0.1997 | 0.2196 | 0.2279 | 0.4995 | 0.5259 | 0.5521 | 0.5782 | 0.5995 | 0 | 0 | 0 | 0 | 0 | 0 | 0 | 0 | 0 | 0 | 0 | 0 | 0 | 0 | 0 | 2.511 | 2.511 | 2.511 | 2.511 | 2.511
Morven | 0.039683 | 0.06 | 0 |  | 512 | 0.0374 | 0 | 0 | 0 | 0.0001 | 0.0021833 | 73.0469 | 512 | 512 | 512 | 512 | 512 | Anson | 0.0374 | 0.0374 | 0.0374 | 0.0374 | 0.0374 | 0 | 0 | 0 | 0 | 0 | 0 | 0 | 0 | 0 | 0 | 0 | 0 | 0 | 0 | 0 | 0.001 | 0.001 | 0.001 | 0.001 | 0.001 | 0.0022 | 0.0022 | 0.0022 | 0.0022 | 0.0022 | 0 | 0 | 0 | 0 | 0 | 0 | 0 | 0 | 0 | 0 | 0.06 | 0.06 | 0.06 | 0.06 | 0.06 | 0 | 0 | 0 | 0 | 0
Mount Airy | 2.4909 | 15.3 | 0.4739 |  | 10417 | 0.522 | 0.748 | 0.11 | 0.065 | 0.44 | 0.13202 | 50.1104 | 12500 | 14400 | 16600 | 19100 | 21600 | Surry | 0.625 | 0.72 | 0.83 | 0.955 | 1.1 | 0.823 | 0.905 | 0.995 | 1.1 | 1.2 | 0.125 | 0.1375 | 0.151 | 0.166 | 0.183 | 0.072 | 0.079 | 0.087 | 0.095 | 0.105 | 0.46 | 0.48 | 0.5 | 0.52 | 0.54 | 0.068 | 0.075 | 0.0828 | 0.0916 | 0.101 | 0 | 0 | 0 | 0 | 0 | 0.1 | 0.1 | 0.1 | 0.1 | 0.1 | 0 | 0 | 0 | 0 | 0 | 0.4769 | 0.4769 | 0.4769 | 0.4769 | 0.4769
Mount Gilead | 0.097583 | 0.2 | 0 |  | 1575 | 0.0666 | 0 | 0 | 0 | 0.001 | 0.029983 | 42.2857 | 1575 | 1575 | 1575 | 1575 | 1575 | Montgomery | 0.0666 | 0.0666 | 0.0666 | 0.0666 | 0.0666 | 0 | 0 | 0 | 0 | 0 | 0 | 0 | 0 | 0 | 0 | 0 | 0 | 0 | 0 | 0 | 0.001 | 0.001 | 0.001 | 0.001 | 0.001 | 0.0295 | 0.0295 | 0.0295 | 0.0295 | 0.0295 | 0 | 0 | 0 | 0 | 0 | 0 | 0 | 0 | 0 | 0 | 0.2 | 0.2 | 0.2 | 0.2 | 0.2 | 0 | 0 | 0 | 0 | 0
Mount Holly | 2.7103 | 13.5 | 0.66421 |  | 18962 | 1.1003 | 0.1727 | 0.4951 | 0.0262 | 0.208 | 0.04376 | 58.0266 | 23323 | 28687 | 35285 | 43401 | 53383 | Gaston | 1.3204 | 1.5845 | 1.9014 | 2.2817 | 2.738 | 0.1901 | 0.2091 | 0.23 | 0.253 | 0.2783 | 0.5447 | 0.5992 | 0.6591 | 0.725 | 0.7975 | 0.0289 | 0.0318 | 0.035 | 0.0385 | 0.0424 | 0.143 | 0.1573 | 0.173 | 0.1903 | 0.1922 | 0.174 | 0.1915 | 0.2105 | 0.232 | 0.255 | 0 | 0 | 0 | 0 | 0 | 0 | 0 | 0 | 0 | 0 | 0 | 0 | 0 | 0 | 0 | 1.5 | 0 | 0 | 0 | 0
Mount Olive | 1.5512 | 3.06 | 0.22615 |  | 5790 | 0.267 | 0.091 | 0.661 | 0.006 | 0.0256 | 0.27443 | 46.114 | 5716 | 5361 | 5060 | 4776 | 4507 | Wayne | 0.2635 | 0.2471 | 0.2332 | 0.2201 | 0.2077 | 0.0898 | 0.0842 | 0.0795 | 0.075 | 0.0708 | 0.6523 | 0.6117 | 0.5773 | 0.5449 | 0.5142 | 0.0059 | 0.0056 | 0.0052 | 0.005 | 0.0047 | 0.077 | 0.0722 | 0.0681 | 0.0643 | 0.0607 | 0.2 | 0.2 | 0.2 | 0.2 | 0.2 | 0 | 0 | 0 | 0 | 0 | 0 | 0 | 0 | 0 | 0 | 0 | 0 | 0 | 0 | 0 | 0 | 0 | 0 | 0 | 0
Mt. Pleasant | 0.24033 | 1.7845 | 0 |  | 1912 | 0.122 | 0.0143 | 0.007 | 0.0114 | 0.015 | 0.070633 | 63.8075 | 3302 | 4473 | 5432 | 6603 | 7809 | Cabarrus | 0.22 | 0.31 | 0.42 | 0.51 | 0.62 | 0.09 | 0.011 | 0.014 | 0.019 | 0.029 | 0.003 | 0.003 | 0.003 | 0.003 | 0.003 | 0.02 | 0.02 | 0.02 | 0.02 | 0.02 | 0.024 | 0.024 | 0.024 | 0.024 | 0.024 | 0.2327 | 0.2398 | 0.3135 | 0.3754 | 0.4536 | 0 | 0 | 0 | 0 | 0 | 0 | 0 | 0 | 0 | 0 | 0.2 | 0.2 | 0.2 | 0.2 | 0.2 | 0 | 0 | 0 | 0 | 0
Mulberry Fairplains WA | 0.88608 | 2 | 0.50488 |  | 8150 | 0.3125 | 0.002 | 0.001 | 0.001 | 0.001 | 0.063704 | 38.3436 | 8150 | 8150 | 8125 | 8120 | 8120 | Wilkes | 0.313 | 0.313 | 0.31 | 0.31 | 0.31 | 0.002 | 0.002 | 0.002 | 0.002 | 0.002 | 0.001 | 0.001 | 0.001 | 0.001 | 0.001 | 0.001 | 0.001 | 0.001 | 0.001 | 0.001 | 0.001 | 0.001 | 0.001 | 0.001 | 0.001 | 0.08 | 0.08 | 0.08 | 0.08 | 0.08 | 0 | 0 | 0 | 0 | 0 | 0 | 0 | 0 | 0 | 0 | 2 | 2 | 2 | 2 | 2 | 1.042 | 1.042 | 1.042 | 1.042 | 1.042
Murfreesboro | 0.33267 | 2.91 | 0 |  | 3645 | 0.1322 | 0.019 | 0.0007 | 0.0532 | 0.035 | 0.092567 | 36.2689 | 3588 | 3318 | 3092 | 2882 | 2686 | Hertford | 0.128 | 0.1183 | 0.1102 | 0.1027 | 0.0957 | 0.0184 | 0.017 | 0.0158 | 0.0147 | 0.0137 | 0.0007 | 0.0006 | 0.0006 | 0.0005 | 0.0005 | 0.0523 | 0.0482 | 0.0448 | 0.0416 | 0.0386 | 0.0344 | 0.0318 | 0.0296 | 0.0276 | 0.0258 | 0.0903 | 0.0834 | 0.0776 | 0.0722 | 0.0673 | 0 | 0 | 0 | 0 | 0 | 0 | 0 | 0 | 0 | 0 | 0 | 0 | 0 | 0 | 0 | 0 | 0 | 0 | 0 | 0
Murphy | 0.82325 | 13 | 0 |  | 4498 | 0.125 | 0.207 | 0.027 | 0.032 | 0.05 | 0.38225 | 27.7901 | 4769 | 5245 | 5770 | 6347 | 6985 | Cherokee | 0.1669 | 0.1836 | 0.2019 | 0.2221 | 0.2444 | 0.275 | 0.281 | 0.287 | 0.293 | 0.299 | 0.0412 | 0.042 | 0.0428 | 0.0437 | 0.0446 | 0.0625 | 0.0637 | 0.065 | 0.0663 | 0.0676 | 0.055 | 0.06 | 0.065 | 0.07 | 0.075 | 0.25 | 0.25 | 0.25 | 0.25 | 0.25 | 0 | 0 | 0 | 0 | 0 | 0 | 0 | 0 | 0 | 0 | 0 | 0 | 0 | 0 | 0 | 0 | 0 | 0 | 0 | 0
Nags Head | 1.0919 | 3.5 | 0 |  | 3125 | 0.708 | 0.216 | 0 | 0.0205 | 0.0655 | 0.081917 | 226.56 | 3330 | 3497 | 3672 | 3855 | 3855 | Dare | 0.733 | 0.769 | 0.808 | 0.848 | 0.848 | 0.24 | 0.255 | 0.268 | 0.281 | 0.281 | 0 | 0 | 0 | 0 | 0 | 0.02 | 0.021 | 0.022 | 0.023 | 0.023 | 0.132 | 0.132 | 0.132 | 0.132 | 0.132 | 0.0879 | 0.0919 | 0.0961 | 0.1003 | 0.1003 | 0 | 0 | 0 | 0 | 0 | 0 | 0 | 0 | 0 | 0 | 3.5 | 3.5 | 3.5 | 3.5 | 3.5 | 0 | 0 | 0 | 0 | 0
Nash County Area II | 0.15478 | 0.207 | 0 |  | 637 | 0.024 | 0.002 | 0.12 | 0 | 0 | 0.0087833 | 37.6766 | 649 | 662 | 689 | 703 | 717 | Nash | 0.024 | 0.026 | 0.028 | 0.03 | 0.034 | 0.0025 | 0.0027 | 0.003 | 0.0033 | 0.0038 | 0.065 | 0.066 | 0.067 | 0.068 | 0.07 | 0 | 0 | 0 | 0 | 0 | 0.001 | 0.0011 | 0.0012 | 0.0013 | 0.0013 | 0.003 | 0.0031 | 0.0032 | 0.0033 | 0.0035 | 0 | 0 | 0 | 0 | 0 | 0 | 0 | 0 | 0 | 0 | 0.1577 | 0.1577 | 0.1577 | 0.1577 | 0.1577 | 0 | 0 | 0 | 0 | 0
Nashville | 0.67333 | 0.941 | 0.12822 |  | 8800 | 0.235 | 0.262 | 0 | 0 | 0.0007 | 0.047414 | 26.7045 | 6475 | 6525 | 6600 | 6750 | 6800 | Nash | 0.235 | 0.235 | 0.235 | 0.235 | 0.235 | 0.263 | 0.263 | 0.268 | 0.271 | 0.273 | 0 | 0 | 0 | 0 | 0 | 0 | 0 | 0 | 0 | 0 | 0.0007 | 0.001 | 0.001 | 0.001 | 0.001 | 0.0463 | 0.0463 | 0.0468 | 0.0471 | 0.0472 | 0 | 0 | 0 | 0 | 0 | 0 | 0 | 0 | 0 | 0 | 0.75 | 0.75 | 0.75 | 0.75 | 0.75 | 0 | 0 | 0 | 0 | 0
Navassa | ERROR | 0.2 | 0 |  | 0 | 0 | 0 | 0 | 0 | 0 | #VALUE! | ERROR | 0 | 0 | 0 | 0 | 0 | Brunswick | 0 | 0 | 0 | 0 | 0 | 0 | 0 | 0 | 0 | 0 | 0 | 0 | 0 | 0 | 0 | 0 | 0 | 0 | 0 | 0 | 0 | 0 | 0 | 0 | 0 | 0 | 0 | 0 | 0 | 0 | 0 | 0 | 0 | 0 | 0 | 0 | 0 | 0 | 0 | 0 | 0.2 | 0.2 | 0.2 | 0.2 | 0.2 | 0 | 0 | 0 | 0 | 0
Neuse Regional Water and Sewer Authority | 7.5878 | 15 | 6.9773 |  | 93250 | 0 | 0 | 0 | 0 | 0.368 | 0.24244 | 0 | 95198 | 98349 | 102045 | 106339 | 110592 | Lenoir | 0 | 0 | 0 | 0 | 0 | 0 | 0 | 0 | 0 | 0 | 0 | 0 | 0 | 0 | 0 | 0 | 0 | 0 | 0 | 0 | 0.5 | 0.5 | 0.5 | 0.5 | 0.5 | 0.355 | 0.355 | 0.355 | 0.355 | 0.355 | 0 | 0 | 0 | 0 | 0 | 0 | 0 | 0 | 0 | 0 | 0 | 0 | 0 | 0 | 0 | 7.062 | 7.062 | 7.062 | 7.062 | 7.062
New Bern | 3.7132 | 7.6231 | 0 |  | 37750 | 1.893 | 0.811 | 0.06 | 0 | 0.357 | 0.59221 | 50.1457 | 43800 | 50800 | 59000 | 68500 | 79500 | Craven | 2.197 | 2.55 | 2.959 | 3.434 | 3.985 | 0.941 | 1.092 | 1.268 | 1.471 | 1.707 | 0.07 | 0.081 | 0.094 | 0.109 | 0.126 | 0 | 0 | 0 | 0 | 0 | 0.414 | 0.481 | 0.558 | 0.648 | 0.752 | 0.6766 | 0.7853 | 0.9114 | 1.0577 | 1.2273 | 0 | 0 | 0 | 0 | 0 | 0 | 0 | 0 | 0 | 0 | 0 | 0 | 0 | 0 | 0 | 0 | 0 | 0 | 0 | 0
Newland | 0.11417 | 0.396 | 0 |  | 999 | 0.0467 | 0.0304 | 0 | 0 | 0.0012 | 0.035875 | 46.7467 | 1057 | 1102 | 1150 | 1199 | 1245 | Avery | 0.048 | 0.0501 | 0.0526 | 0.055 | 0.0565 | 0.0385 | 0.0401 | 0.0418 | 0.0436 | 0.045 | 0 | 0 | 0 | 0 | 0 | 0 | 0 | 0 | 0 | 0 | 0.0013 | 0.0014 | 0.0015 | 0.0016 | 0.0017 | 0.0431 | 0.0449 | 0.047 | 0.0491 | 0.0506 | 0 | 0 | 0 | 0 | 0 | 0 | 0 | 0 | 0 | 0 | 0 | 0 | 0 | 0 | 0 | 0 | 0 | 0 | 0 | 0
Newport | 0.63067 | 1.3925 | 0 |  | 4829 | 0.193 | 0.048 | 0.002 | 0.1507 | 0.06 | 0.17697 | 39.9669 | 4840 | 4893 | 4942 | 4991 | 5041 | Carteret | 0.1934 | 0.1955 | 0.1974 | 0.1993 | 0.2012 | 0.0481 | 0.0486 | 0.049 | 0.0495 | 0.05 | 0.002 | 0.002 | 0.002 | 0.002 | 0.002 | 0.151 | 0.1526 | 0.1541 | 0.1556 | 0.1571 | 0.0601 | 0.0607 | 0.0613 | 0.0619 | 0.0625 | 0.075 | 0.075 | 0.075 | 0.075 | 0.075 | 0 | 0 | 0 | 0 | 0 | 0 | 0 | 0 | 0 | 0 | 0 | 0 | 0 | 0 | 0 | 0 | 0 | 0 | 0 | 0
Newton | 4.1974 | 8 | 2.0011 |  | 13059 | 0.655 | 0.793 | 0.094 | 0.009 | 0.15 | 0.49535 | 50.157 | 13451 | 13854 | 14270 | 14698 | 15139 | Catawba | 0.6726 | 0.6927 | 0.7135 | 0.7349 | 0.757 | 0.9729 | 1.0216 | 1.0727 | 1.1263 | 1.1826 | 0.1275 | 0.13 | 0.1325 | 0.135 | 0.1418 | 0.02 | 0.021 | 0.022 | 0.023 | 0.0242 | 0.1575 | 0.1654 | 0.1736 | 0.1823 | 0.1914 | 0.3162 | 0.3314 | 0.3474 | 0.3641 | 0.3823 | 0 | 0 | 0 | 0 | 0 | 0 | 0 | 0 | 0 | 0 | 0 | 0 | 0 | 0 | 0 | 2.75 | 2.75 | 2.75 | 2.75 | 2.75
Newton Grove | 0.12898 | 0.291 | 0 |  | 647 | 0.04 | 0.182 | 0.004 | 0 | 100 | -100.097 | 61.8238 | 0 | 0 | 0 | 0 | 0 | Sampson | 0 | 0 | 0 | 0 | 0 | 0 | 0 | 0 | 0 | 0 | 0 | 0 | 0 | 0 | 0 | 0 | 0 | 0 | 0 | 0 | 0 | 0 | 0 | 0 | 0 | 0 | 0 | 0 | 0 | 0 | 0 | 0 | 0 | 0 | 0 | 0 | 0 | 0 | 0 | 0 | 0.05 | 0.05 | 0.05 | 0.05 | 0.05 | 0 | 0 | 0 | 0 | 0
Norlina | 0.099 | 0.2 | 0 |  | 1115 | 0.036 | 0.014 | 0.02 | 0.02 | 0.0005 | 0.0085 | 32.287 | 1115 | 1120 | 1125 | 1130 | 1135 | Warren | 0.0357 | 0.0358 | 0.036 | 0.0362 | 0.0364 | 0.012 | 0.012 | 0.012 | 0.012 | 0.012 | 0.023 | 0.023 | 0.023 | 0.023 | 0.023 | 0.0205 | 0.021 | 0.0215 | 0.022 | 0.022 | 0.0005 | 0.0005 | 0.0005 | 0.0005 | 0.0005 | 0.0098 | 0.0099 | 0.0101 | 0.0102 | 0.0102 | 0 | 0 | 0 | 0 | 0 | 0 | 0 | 0 | 0 | 0 | 0.2 | 0.2 | 0.2 | 0.2 | 0.2 | 0 | 0 | 0 | 0 | 0
North Lenoir Water Corp. | 1.1923 | 1.7512 | 0 |  | 14813 | 0.6461 | 0.0445 | 0.0058 | 0 | 0.369 | 0.12688 | 43.6171 | 14843 | 14873 | 15003 | 15033 | 15063 | Lenoir | 0.6471 | 0.6481 | 0.6491 | 0.6501 | 0.6511 | 0.0455 | 0.0465 | 0.0475 | 0.0485 | 0.0495 | 0.0063 | 0.0068 | 0.0073 | 0.0078 | 0.0083 | 0 | 0 | 0 | 0 | 0 | 0.307 | 0.309 | 0.311 | 0.313 | 0.315 | 0.1288 | 0.1298 | 0.1308 | 0.1318 | 0.1328 | 0 | 0 | 0 | 0 | 0 | 0 | 0 | 0 | 0 | 0 | 1.194 | 1.194 | 1.194 | 1.194 | 1.194 | 0 | 0 | 0 | 0 | 0
North River/ Mill Creek Water System | 0.23564 | 0.6768 | 0.015 |  | 2950 | 0.11 | 0.007 | 0.007 | 0.0015 | 0.09 | 0.0051417 | 37.2881 | 3050 | 3150 | 3200 | 3250 | 3300 | Carteret | 0.13 | 0.14 | 0.15 | 0.16 | 0.17 | 0.008 | 0.009 | 0.01 | 0.011 | 0.012 | 0.01 | 0.011 | 0.012 | 0.013 | 0.014 | 0.003 | 0.004 | 0.005 | 0.006 | 0.007 | 0.09 | 0.09 | 0.09 | 0.09 | 0.09 | 0.0175 | 0.0177 | 0.018 | 0.0182 | 0.0184 | 0 | 0 | 0 | 0 | 0 | 0 | 0 | 0 | 0 | 0 | 0 | 0 | 0 | 0 | 0 | 0.02 | 0.02 | 0.02 | 0.02 | 0.02
North Wilkesboro | 2.5252 | 15 | 1.6971 |  | 4245 | 0.212 | 0.356 | 0.044 | 0.129 | 0.008 | 0.079038 | 49.9411 | 4762 | 5095 | 5451 | 5832 | 6238 | Wilkes | 0.238 | 0.255 | 0.273 | 0.292 | 0.321 | 0.3 | 0.32 | 0.35 | 0.37 | 0.4 | 0.05 | 0.05 | 0.05 | 0.05 | 0.05 | 0.15 | 0.15 | 0.15 | 0.15 | 0.15 | 0.02 | 0.03 | 0.03 | 0.03 | 0.03 | 0.2 | 0.225 | 0.25 | 0.3 | 0.35 | 0 | 0 | 0 | 0 | 0 | 0 | 0 | 0 | 0 | 0 | 0.043 | 0.043 | 0.043 | 0.043 | 0.043 | 4.216 | 4.216 | 4.216 | 4.216 | 4.216
Northampton Co - Gaston | 0.18149 | 0.3 | 0 |  | 1110 | 0.047 | 0.112 | 0 | 0 | 0.01 | 0.012492 | 42.3423 | 1100 | 1100 | 1100 | 1100 | 1100 | Northampton | 0.05 | 0.05 | 0.05 | 0.05 | 0.05 | 0.12 | 0.12 | 0.12 | 0.12 | 0.12 | 0 | 0 | 0 | 0 | 0 | 0 | 0 | 0 | 0 | 0 | 0.01 | 0.01 | 0.01 | 0.01 | 0.01 | 0.0128 | 0.0128 | 0.0128 | 0.0128 | 0.0128 | 0 | 0 | 0 | 0 | 0 | 0 | 0 | 0 | 0 | 0 | 0.3 | 0.3 | 0.3 | 0.3 | 0.3 | 0 | 0 | 0 | 0 | 0
Northampton Co - Lake Gaston | 0.14758 | 0.2125 | 0 |  | 3785 | 0.129 | 0.003 | 0 | 0 | 0.002 | 0.013583 | 34.0819 | 3785 | 3785 | 3785 | 3785 | 3785 | Northampton | 0.13 | 0.13 | 0.13 | 0.13 | 0.13 | 0.003 | 0.003 | 0.003 | 0.003 | 0.003 | 0 | 0 | 0 | 0 | 0 | 0 | 0 | 0 | 0 | 0 | 0.002 | 0.002 | 0.002 | 0.002 | 0.002 | 0.0138 | 0.0138 | 0.0138 | 0.0138 | 0.0138 | 0 | 0 | 0 | 0 | 0 | 0 | 0 | 0 | 0 | 0 | 0.2125 | 0.2125 | 0.2125 | 0.2125 | 0.2125 | 0 | 0 | 0 | 0 | 0
Northampton Co - Milwaukee | 0.33584 | 0.864 | 0.0010356 |  | 5720 | 0.21 | 0.105 | 0 | 0 | 0.01 | 0.0098061 | 36.7133 | 5750 | 5750 | 5750 | 5750 | 5750 | Northampton | 0.215 | 0.215 | 0.215 | 0.215 | 0.215 | 0.11 | 0.11 | 0.11 | 0.11 | 0.11 | 0 | 0 | 0 | 0 | 0 | 0 | 0 | 0 | 0 | 0 | 0.01 | 0.01 | 0.01 | 0.01 | 0.01 | 0.0162 | 0.0162 | 0.0162 | 0.0162 | 0.0162 | 0 | 0 | 0 | 0 | 0 | 0 | 0 | 0 | 0 | 0 | 0 | 0 | 0 | 0 | 0 | 0 | 0 | 0 | 0 | 0
Northampton Co - North Gaston | 0.0095167 | 0.015 | 0 |  | 180 | 0.006 | 0.003 | 0 | 0 | 0.0001 | 0.00041667 | 33.3333 | 180 | 180 | 180 | 180 | 180 | Northampton | 0.006 | 0.006 | 0.006 | 0.006 | 0.006 | 0.003 | 0.003 | 0.003 | 0.003 | 0.003 | 0 | 0 | 0 | 0 | 0 | 0 | 0 | 0 | 0 | 0 | 0 | 0 | 0 | 0 | 0 | 0 | 0 | 0 | 0 | 0 | 0 | 0 | 0 | 0 | 0 | 0 | 0 | 0 | 0 | 0 | 0.015 | 0.015 | 0.015 | 0.015 | 0.015 | 0 | 0 | 0 | 0 | 0
Northampton Co - Progressive | 0.15062 | 0.2 | 0 |  | 1950 | 0.112 | 0.021 | 0 | 0 | 0.003 | 0.014625 | 57.4359 | 1950 | 1950 | 1950 | 1950 | 1950 | Northampton | 0.11 | 0.11 | 0.11 | 0.11 | 0.11 | 0.02 | 0.02 | 0.02 | 0.02 | 0.02 | 0 | 0 | 0 | 0 | 0 | 0 | 0 | 0 | 0 | 0 | 0.003 | 0.003 | 0.003 | 0.003 | 0.003 | 0.0102 | 0.0102 | 0.0102 | 0.0102 | 0.0102 | 0 | 0 | 0 | 0 | 0 | 0 | 0 | 0 | 0 | 0 | 0.2 | 0.2 | 0.2 | 0.2 | 0.2 | 0 | 0 | 0 | 0 | 0
Northampton Co - West Jackson | 0.000725 | 0.05 | 0 |  | 33 | 0.0006 | 0 | 0 | 0 | 0 | 0.000125 | 18.1818 | 35 | 35 | 35 | 35 | 35 | Northampton | 0.0006 | 0.0006 | 0.0006 | 0.0006 | 0.0006 | 0 | 0 | 0 | 0 | 0 | 0 | 0 | 0 | 0 | 0 | 0 | 0 | 0 | 0 | 0 | 0 | 0 | 0 | 0 | 0 | 0.0001 | 0.0001 | 0.0001 | 0.0001 | 0.0001 | 0 | 0 | 0 | 0 | 0 | 0 | 0 | 0 | 0 | 0 | 0.05 | 0.05 | 0.05 | 0.05 | 0.05 | 0 | 0 | 0 | 0 | 0
Northern Nash County | ERROR | 0 | 0 |  | 0 | 0 | 0 | 0 | 0 | 0 | #VALUE! | ERROR | 0 | 0 | 0 | 0 | 0 | Nash | 0 | 0 | 0 | 0 | 0 | 0 | 0 | 0 | 0 | 0 | 0 | 0 | 0 | 0 | 0 | 0 | 0 | 0 | 0 | 0 | 0 | 0 | 0 | 0 | 0 | 0 | 0 | 0 | 0 | 0 | 0 | 0 | 0 | 0 | 0 | 0 | 0 | 0 | 0 | 0 | 0 | 0 | 0 | 0 | 0 | 0 | 0 | 0 | 0 | 0
Norwood | 0.60289 | 2 | 0.0415 |  | 2402 | 0.1912 | 0.0225 | 0.0465 | 0.0061 | 0.9 | -0.60491 | 79.6003 | 2469 | 2506 | 2551 | 2597 | 2664 | Stanly | 0.2198 | 0.2418 | 0.266 | 0.2926 | 0.3221 | 0.025 | 0.026 | 0.0265 | 0.027 | 0.0278 | 0.0467 | 0.0467 | 0.0467 | 0.0467 | 0.0467 | 0.0065 | 0.007 | 0.0072 | 0.0074 | 0.0078 | 0.01 | 0.01 | 0.01 | 0.01 | 0.0111 | 0.266 | 0.2662 | 0.2664 | 0.2665 | 0.2665 | 0 | 0 | 0 | 0 | 0 | 0 | 0 | 0 | 0 | 0 | 0 | 0 | 0 | 0 | 0 | 0.073 | 0.073 | 0.073 | 0.073 | 0.073
Oak Island | 1.1421 | 2 | 0 |  | 9666 | 0.8299 | 0.1552 | 0 | 0 | 0.009 | 0.14796 | 85.8576 | 11166 | 12666 | 14166 | 15666 | 17166 | Brunswick | 0.844 | 0.9 | 0.92 | 0.95 | 1 | 0.156 | 0.158 | 0.16 | 0.162 | 0.164 | 0 | 0 | 0 | 0 | 0 | 0 | 0 | 0 | 0 | 0 | 0.09 | 0.09 | 0.09 | 0.09 | 0.09 | 0.152 | 0.1584 | 0.1617 | 0.1664 | 0.1711 | 0 | 0 | 0 | 0 | 0 | 0 | 0 | 0 | 0 | 0 | 2 | 2 | 2 | 2 | 2 | 0 | 0 | 0 | 0 | 0
Oakboro | 0.18808 | 1.1 | 0 |  | 3025 | 0.124 | 0.016 | 0.004 | 0.001 | 0.003 | 0.040083 | 40.9917 | 3086 | 3409 | 3728 | 4077 | 4459 | Stanly | 0.126 | 0.139 | 0.152 | 0.166 | 0.182 | 0.016 | 0.018 | 0.019 | 0.021 | 0.023 | 0.004 | 0.004 | 0.004 | 0.004 | 0.004 | 0.001 | 0.001 | 0.001 | 0.001 | 0.001 | 0.012 | 0.012 | 0.012 | 0.012 | 0.012 | 0.043 | 0.047 | 0.0508 | 0.0551 | 0.06 | 0 | 0 | 0 | 0 | 0 | 0 | 0 | 0 | 0 | 0 | 1 | 1 | 1 | 1 | 1 | 0 | 0 | 0 | 0 | 0
Ocean Isle Beach | 0.6292 | 1.8 | 0.0106 |  | 650 | 0.5555 | 0.0339 | 0 | 0.01 | 0.004 | 0.0152 | 854.6154 | 750 | 860 | 990 | 1140 | 1290 | Brunswick | 0.5771 | 0.6174 | 0.6396 | 0.6619 | 0.6844 | 0.0347 | 0.0359 | 0.0372 | 0.0385 | 0.0398 | 0 | 0 | 0 | 0 | 0 | 0.0104 | 0.0108 | 0.0112 | 0.0116 | 0.012 | 0.0041 | 0.0042 | 0.0043 | 0.0044 | 0.0045 | 0.0157 | 0.0167 | 0.0173 | 0.0179 | 0.0186 | 0 | 0 | 0 | 0 | 0 | 0 | 0 | 0 | 0 | 0 | 1.8 | 1.8 | 1.8 | 1.8 | 1.8 | 0.0106 | 0.0106 | 0.0106 | 0.0106 | 0.0106
Ocracoke Sanitary District | 0.2337 | 1.872 | 0 |  | 900 | 0.04 | 0.0415 | 0 | 0.008 | 0.1 | 0.0442 | 44.4444 | 900 | 920 | 900 | 910 | 920 | Hyde | 0.06 | 0.06 | 0.06 | 0.06 | 0.06 | 0.056 | 0.056 | 0.057 | 0.057 | 0.057 | 0 | 0 | 0 | 0 | 0 | 0.01 | 0.01 | 0.01 | 0.01 | 0.01 | 0.1 | 0.1 | 0.1 | 0.1 | 0.1 | 0.0083 | 0.0083 | 0.0084 | 0.0084 | 0.0084 | 0 | 0 | 0 | 0 | 0 | 0 | 0 | 0 | 0 | 0 | 0 | 0 | 0 | 0 | 0 | 0 | 0 | 0 | 0 | 0
Old Fort | 0.26844 | 0.645 | 0 |  | 1700 | 0.0603 | 0.0656 | 0.0226 | 0.0079 | 0.035 | 0.077042 | 35.4706 | 1750 | 1785 | 1821 | 1857 | 1894 | McDowell | 0.063 | 0.0643 | 0.0656 | 0.0669 | 0.0682 | 0.0622 | 0.0624 | 0.0626 | 0.0628 | 0.063 | 0.025 | 0.026 | 0.027 | 0.028 | 0.029 | 0.008 | 0.0082 | 0.0084 | 0.0086 | 0.0088 | 0.036 | 0.037 | 0.038 | 0.039 | 0.04 | 0.0759 | 0.0773 | 0.0788 | 0.0802 | 0.0817 | 0 | 0 | 0 | 0 | 0 | 0 | 0 | 0 | 0 | 0 | 0 | 0 | 0 | 0 | 0 | 0 | 0 | 0 | 0 | 0
Old North Utility Services, Inc. | 3.8752 | 8 | 0 |  | 65000 | 1.999 | 0.0582 | 1.112 | 0.0051 | 0.45 | 0.25095 | 30.7538 | 67552 | 69579 | 71667 | 73816 | 74250 | Cumberland | 1.6067 | 1.6549 | 1.7046 | 1.7557 | 1.8003 | 0.239 | 0.2462 | 0.2536 | 0.2612 | 0.2736 | 1.656 | 1.697 | 1.739 | 1.782 | 1.8024 | 0.27 | 0.28 | 0.29 | 0.3 | 0.31 | 0.236 | 0.242 | 0.248 | 0.254 | 0.2596 | 0.5896 | 0.6061 | 0.6231 | 0.6404 | 0.6541 | 0 | 0 | 0 | 0 | 0 | 0 | 0 | 0 | 0 | 0 | 11.875 | 11.875 | 11.875 | 11.875 | 11.875 | 0 | 0 | 0 | 0 | 0
ONWASA | 11.2141 | 15.4273 | 0.3011 |  | 142944 | 6.337 | 0.3924 | 0.0351 | 0.0479 | 1.196 | 2.9046 | 44.332 | 158000 | 172000 | 185000 | 200000 | 211600 | Onslow | 7.584 | 8.256 | 8.88 | 9.6 | 10.37 | 0.445 | 0.558 | 0.701 | 0.88 | 0.95 | 0.057 | 0.06 | 0.064 | 0.068 | 0.0734 | 0.9 | 0.103 | 0.119 | 0.136 | 0.147 | 0.837 | 1.125 | 1.512 | 2.031 | 2.193 | 0.829 | 0.925 | 1.027 | 1.145 | 1.26 | 1.1 | 1.1 | 1.1 | 1.1 | 1.1 | 0 | 0 | 0.345 | 0.345 | 0.345 | 0 | 0 | 0 | 0 | 0 | 0.6521 | 0.6521 | 0.6521 | 0.6521 | 0.6521
Orange Water and Sewer Authority | 6.28 | 10.5 | 0 |  | 83300 | 3.615 | 0.707 | 0 | 1.163 | 0.1416 | 0.6534 | 43.3974 | 96632 | 106732 | 116683 | 126483 | 136280 | Orange | 4.22 | 4.62 | 5.1 | 5.62 | 6.14 | 1.34 | 1.51 | 1.72 | 1.99 | 2.225 | 0 | 0 | 0 | 0 | 0 | 1.84 | 2.06 | 2.36 | 2.72 | 3.09 | 0 | 0 | 0 | 0 | 0 | 0.74 | 0.82 | 0.92 | 1.03 | 1.15 | 5 | 7.1 | 7.1 | 7.1 | 7.1 | 0 | 0 | 0 | 0 | 0 | 0 | 0 | 0 | 0 | 0 | 0 | 0 | 0 | 0 | 0
Orange-Alamance | 0.60693 | 1.324 | 0 |  | 8786 | 0.413 | 0.033 | 0.003 | 0.016 | 0.034 | 0.10793 | 47.0066 | 9104 | 9238 | 9372 | 9506 | 9640 | Orange | 0.42 | 0.427 | 0.433 | 0.439 | 0.445 | 0.038 | 0.039 | 0.039 | 0.04 | 0.042 | 0.015 | 0.0152 | 0.0154 | 0.0156 | 0.158 | 0.0197 | 0.02 | 0.0203 | 0.0206 | 0.025 | 0.036 | 0.038 | 0.04 | 0.042 | 0.044 | 0.1136 | 0.1156 | 0.1171 | 0.1188 | 0.1541 | 0 | 0 | 0 | 0 | 0 | 0 | 0 | 0 | 0 | 0 | 0.8 | 0.8 | 0.8 | 0.8 | 0.8 | 0 | 0 | 0 | 0 | 0
Oriental | 0.11958 | 0.4392 | 0 |  | 922 | 0.0545 | 0.0209 | 0 | 0 | 0.0354 | 0.008775 | 59.1106 | 933 | 988 | 1041 | 1097 | 1155 | Pamlico | 0.0551 | 0.0583 | 0.0614 | 0.0646 | 0.068 | 0.0211 | 0.0224 | 0.0236 | 0.0248 | 0.0261 | 0 | 0 | 0 | 0 | 0 | 0 | 0 | 0 | 0 | 0 | 0.0358 | 0.0378 | 0.0398 | 0.042 | 0.0442 | 0.0088 | 0.0093 | 0.0098 | 0.0103 | 0.0109 | 0 | 0 | 0 | 0 | 0 | 0 | 0 | 0 | 0 | 0 | 0 | 0 | 0 | 0 | 0 | 0 | 0 | 0 | 0 | 0
Ossipee SD | 0.035133 | 0.1 | 0 |  | 600 | 0.0222 | 0.0002 | 0.0004 | 0.0037 | 0.001 | 0.0076333 | 37 | 600 | 600 | 600 | 600 | 600 | Alamance | 0.0265 | 0.0265 | 0.0265 | 0.0265 | 0.0265 | 0.0012 | 0.0012 | 0.0012 | 0.0012 | 0.0012 | 0 | 0 | 0 | 0 | 0 | 0 | 0 | 0 | 0 | 0 | 0.001 | 0.001 | 0.001 | 0.001 | 0.002 | 0.0076 | 0.0076 | 0.0076 | 0.0076 | 0.0076 | 0 | 0 | 0 | 0 | 0 | 0 | 0 | 0 | 0 | 0 | 0.1 | 0.1 | 0.1 | 0.1 | 0.1 | 0 | 0 | 0 | 0 | 0
Oxford | 1.0848 | 2 | 0.032 |  | 8886 | 0.3276 | 0.1938 | 0.2735 | 0.1321 | 0.0253 | 0.10046 | 36.867 | 9152 | 9426 | 9708 | 10000 | 10300 | Granville | 0.42 | 0.43 | 0.44 | 0.45 | 0.46 | 0.225 | 0.23 | 0.235 | 0.24 | 0.245 | 0.33 | 0.34 | 0.35 | 0.36 | 0.37 | 0.136 | 0.14 | 0.1442 | 0.1485 | 0.1529 | 0.026 | 0.035 | 0.036 | 0.03 | 0.035 | 0.1175 | 0.1214 | 0.1245 | 0.1269 | 0.1305 | 2 | 2 | 2 | 2 | 2 | 0 | 0 | 0 | 0 | 0 | 2 | 0 | 0 | 0 | 0 | 0.075 | 0.075 | 0.075 | 0.075 | 0.075
Pamlico County Water System | 1.1117 | 3.456 | 0 |  | 19665 | 0.67 | 0.058 | 0 | 0.118 | 0.228 | 0.037717 | 34.0707 | 19953 | 21459 | 22910 | 24460 | 26115 | Pamlico | 0.6798 | 0.731 | 0.7804 | 0.8331 | 0.8894 | 0.0588 | 0.0632 | 0.0676 | 0.0721 | 0.0769 | 0 | 0 | 0 | 0 | 0 | 0.1197 | 0.1287 | 0.1374 | 0.1463 | 0.1566 | 0.2 | 0.214 | 0.229 | 0.245 | 0.2622 | 0.1885 | 0.2027 | 0.2164 | 0.2309 | 0.2466 | 0 | 0 | 0 | 0 | 0 | 0 | 0 | 0 | 0 | 0 | 0 | 0 | 0 | 0 | 0 | 0 | 0 | 0 | 0 | 0
Parkton | 0.031692 | 0.288 | 0 |  | 487 | 0.025 | 0.0019 | 0 | 0.0011 | 0.001 | 0.0026917 | 51.3347 | 488 | 489 | 490 | 491 | 492 | Robeson | 0.025 | 0.025 | 0.025 | 0.025 | 0.025 | 0.0021 | 0.002 | 0.002 | 0.002 | 0.0021 | 0 | 0 | 0 | 0 | 0 | 0.01 | 0.01 | 0.01 | 0.01 | 0.01 | 0.002 | 0.002 | 0.002 | 0.002 | 0.002 | 0.0027 | 0.0027 | 0.0027 | 0.0027 | 0.0027 | 0 | 0 | 0 | 0 | 0 | 0 | 0 | 0 | 0 | 0 | 0 | 0 | 0 | 0 | 0 | 0 | 0 | 0 | 0 | 0
Parmele | 0.012583 | 0.1536 | 0 |  | 262 | 0.012 | 0 | 0 | 0 | 0 | 0.00058333 | 45.8015 | 265 | 269 | 273 | 274 | 276 | Martin | 0.0145 | 0.0147 | 0.015 | 0.0153 | 0.0155 | 0 | 0 | 0 | 0 | 0 | 0 | 0 | 0 | 0 | 0 | 0 | 0 | 0 | 0 | 0 | 0 | 0 | 0 | 0 | 0 | 0.0012 | 0.0012 | 0.0013 | 0.0013 | 0.0013 | 0 | 0 | 0 | 0 | 0 | 0 | 0 | 0 | 0 | 0 | 0.1536 | 0.1536 | 0.1536 | 0.1536 | 0.1536 | 0 | 0 | 0 | 0 | 0
Pasquotank County | 0.8005 | 1.971 | 0.0128 |  | 11985 | 0.523 | 0.033 | 0 | 0.016 | 0.095 | 0.1207 | 43.6379 | 12075 | 12110 | 12180 | 12199 | 12215 | Pasquotank | 0.509 | 0.514 | 0.519 | 0.5215 | 0.5245 | 0.055 | 0.0579 | 0.0598 | 0.0615 | 0.0635 | 0 | 0 | 0 | 0 | 0 | 0.0165 | 0.017 | 0.0176 | 0.018 | 0.0184 | 0.083 | 0.0843 | 0.0865 | 0.0877 | 0.0893 | 0.1417 | 0.1437 | 0.1458 | 0.147 | 0.1485 | 0 | 0 | 0 | 0 | 0 | 0 | 0 | 0 | 0 | 0 | 0 | 0 | 0 | 0 | 0 | 0.0128 | 0.0128 | 0.0128 | 0.0128 | 0.0128
Pasquotank County - RO | 1.2876 | 2.664 | 0.27014 |  | 8456 | 0.3456 | 0.0521 | 0 | 0.1215 | 0.3418 | 0.15649 | 40.8704 | 9976 | 11496 | 13016 | 14536 | 16056 | Pasquotank | 0.407 | 0.4625 | 0.518 | 0.5734 | 0.6289 | 0.0573 | 0.063 | 0.0693 | 0.0763 | 0.0839 | 0 | 0 | 0 | 0 | 0 | 0.1337 | 0.147 | 0.1617 | 0.1779 | 0.1957 | 0.376 | 0.4136 | 0.4549 | 0.5004 | 0.5505 | 0.1784 | 0.1989 | 0.2205 | 0.2432 | 0.2672 | 0 | 0 | 0 | 0 | 0 | 0 | 0 | 0 | 0 | 0 | 0.0017 | 0.0017 | 0.0017 | 0.0017 | 0.0017 | 0.2694 | 0.2694 | 0.2694 | 0.2694 | 0.2694
Peachland | 0.051883 | 0.06 | 0 |  | 423 | 0.0192 | 0.0017 | 0 | 0 | 0.001 | 0.029983 | 45.3901 | 423 | 423 | 423 | 423 | 423 | Anson | 0.0192 | 0.0192 | 0.0192 | 0.0192 | 0.0192 | 0.0017 | 0.0017 | 0.0017 | 0.0017 | 0.0017 | 0 | 0 | 0 | 0 | 0 | 0 | 0 | 0 | 0 | 0 | 0.001 | 0.001 | 0.001 | 0.001 | 0.001 | 0.032 | 0.032 | 0.032 | 0.032 | 0.032 | 0 | 0 | 0 | 0 | 0 | 0 | 0 | 0 | 0 | 0 | 0.06 | 0.06 | 0.06 | 0.06 | 0.06 | 0 | 0 | 0 | 0 | 0
Pembroke | 0.56188 | 1.583 | 0 |  | 2973 | 0.1867 | 0.1316 | 0.132 | 0.0792 | 0.0008 | 0.031575 | 62.7985 | 3023 | 3068 | 3115 | 3175 | 3235 | Robeson | 0.1907 | 0.1933 | 0.1962 | 0.2 | 0.2038 | 0.1346 | 0.1386 | 0.142 | 0.146 | 0.15 | 0.1326 | 0.1335 | 0.1345 | 0.1355 | 0.136 | 0.08 | 0.085 | 0.09 | 0.095 | 0.1 | 0.025 | 0.03 | 0.035 | 0.04 | 0.045 | 0.0439 | 0.0455 | 0.0469 | 0.0486 | 0.0502 | 0 | 0 | 0 | 0 | 0 | 0 | 0 | 0 | 0 | 0 | 0 | 0 | 0 | 0 | 0 | 0 | 0 | 0 | 0 | 0
Pender County Utilities | 1.6916 | 7.452 | 0 |  | 24858 | 1.003 | 0.4392 | 0.0162 | 0.019 | 0.048 | 0.1662 | 40.3492 | 25479 | 26115 | 26757 | 27426 | 28111 | Pender | 1.028 | 1.053 | 1.079 | 1.106 | 1.113 | 0.291 | 0.298 | 0.305 | 0.312 | 0.319 | 0 | 0 | 0 | 0 | 0 | 0.0194 | 0.0195 | 0.0199 | 0.0204 | 0.0209 | 0.049 | 0.0502 | 0.0514 | 0.0527 | 0.054 | 0.3857 | 0.395 | 0.4046 | 0.4146 | 0.419 | 0.252 | 0.252 | 0.252 | 0.252 | 0.252 | 0.6 | 2.2 | 2.6 | 2.6 | 2.6 | 7.2 | 7.2 | 7.2 | 7.2 | 7.2 | 0 | 0 | 0 | 0 | 0
Perquimans County | 0.76192 | 1.528 | 0.04 |  | 11314 | 0.55 | 0.1 | 0 | 0 | 0.05 | 0.021917 | 48.6123 | 11552 | 11794 | 12041 | 12293 | 12551 | Perquimans | 0.561 | 0.573 | 0.585 | 0.597 | 0.609 | 0.102 | 0.104 | 0.106 | 0.108 | 0.11 | 0 | 0 | 0 | 0 | 0 | 0 | 0 | 0 | 0 | 0 | 0.052 | 0.054 | 0.056 | 0.058 | 0.06 | 0.0522 | 0.0534 | 0.0545 | 0.0557 | 0.0569 | 0 | 0 | 0 | 0 | 0 | 0 | 0 | 0 | 0 | 0 | 0 | 0 | 0 | 0 | 0 | 0.04 | 0.04 | 0.04 | 0.04 | 0.04
Pfeiffer-North Stanly WA | 0.57508 | 0.75 | 0 |  | 4092 | 0.238 | 0.015 | 0.192 | 0.034 | 0.0025 | 0.093583 | 58.1623 | 4297 | 4512 | 4738 | 4975 | 5224 | Stanly | 0.245 | 0.257 | 0.27 | 0.284 | 0.298 | 0.016 | 0.017 | 0.018 | 0.019 | 0.019 | 0.198 | 0.21 | 0.218 | 0.229 | 0.241 | 0.035 | 0.037 | 0.039 | 0.041 | 0.043 | 0.0026 | 0.0027 | 0.0028 | 0.003 | 0.003 | 0.08 | 0.08 | 0.08 | 0.08 | 0.08 | 0 | 0 | 0 | 0 | 0 | 0 | 0 | 0 | 0 | 0 | 0.75 | 0.75 | 0.75 | 0.75 | 0.75 | 0 | 0 | 0 | 0 | 0
Piedmont Triad Regional Water Authority | 12.3464 | 54 | 11.2347 |  | 0 | 0 | 0 | 0 | 0 | 1.06 | 0.051721 | ERROR | 0 | 0 | 0 | 0 | 0 | Guilford | 0 | 0 | 0 | 0 | 0 | 0 | 0 | 0 | 0 | 0 | 0 | 0 | 0 | 0 | 0 | 0 | 0 | 0 | 0 | 0 | 1.31 | 1.51 | 2.01 | 2.01 | 2.01 | 0.15 | 0.165 | 0.1815 | 0.2 | 0.22 | 0 | 0 | 0 | 0 | 0 | 4.9 | 11.25 | 17.6 | 17.6 | 17.6 | 0 | 0 | 0 | 0 | 0 | 13.271 | 13.271 | 13.271 | 13.271 | 13.271
Pikeville | 0.060975 | 0.1 | 0 |  | 714 | 0.0356 | 0.0081 | 0.002 | 0.005 | 0.002 | 0.008275 | 49.8599 | 736 | 759 | 783 | 807 | 832 | Wayne | 0.0371 | 0.0386 | 0.0399 | 0.041 | 0.0425 | 0.009 | 0.0095 | 0.0098 | 0.0101 | 0.0108 | 0.002 | 0.002 | 0.002 | 0.002 | 0.002 | 0.005 | 0.005 | 0.005 | 0.005 | 0.005 | 0.002 | 0.002 | 0.002 | 0.002 | 0.002 | 0.0086 | 0.0087 | 0.0088 | 0.0089 | 0.009 | 0 | 0 | 0 | 0 | 0 | 0 | 0 | 0 | 0 | 0 | 0.1153 | 0.1153 | 0.1153 | 0.1153 | 0.1153 | 0 | 0 | 0 | 0 | 0
Pilot Mountain | 0.21613 | 2.25 | 0 |  | 1947 | 0.0895 | 0.025 | 0.02 | 0.055 | 0.001 | 0.025633 | 45.9682 | 1965 | 2004 | 2048 | 2092 | 2138 | Surry | 0.0899 | 0.0921 | 0.0941 | 0.0961 | 0.0982 | 0.025 | 0.03 | 0.035 | 0.04 | 0.045 | 0.001 | 0.002 | 0.002 | 0.003 | 0.003 | 0.055 | 0.061 | 0.062 | 0.063 | 0.064 | 0.0043 | 0.0047 | 0.0049 | 0.0051 | 0.0053 | 0.0266 | 0.0288 | 0.03 | 0.0314 | 0.0327 | 0 | 0 | 0 | 0 | 0 | 0 | 0 | 0 | 0 | 0 | 0 | 0 | 0 | 0 | 0 | 0 | 0 | 0 | 0 | 0
Pine Knoll Shores | 0.34027 | 1.2 | 0 |  | 2621 | 0.266 | 0.049 | 0 | 0 | 0.019 | 0.0062667 | 101.488 | 3001 | 3399 | 3803 | 4215 | 4646 | Carteret | 0.281 | 0.298 | 0.317 | 0.338 | 0.363 | 0.053 | 0.057 | 0.061 | 0.066 | 0.072 | 0 | 0 | 0 | 0 | 0 | 0 | 0 | 0 | 0 | 0 | 0.023 | 0.025 | 0.027 | 0.029 | 0.031 | 0.0073 | 0.0077 | 0.0082 | 0.0088 | 0.0095 | 0.3 | 0.6 | 0.6 | 0.6 | 0.6 | 0 | 0 | 0 | 0 | 0 | 0 | 0 | 0 | 0 | 0 | 0 | 0 | 0 | 0 | 0
Pine Level | 0.16008 | 0.337 | 0 |  | 1871 | 0.12 | 0.005 | 0.0008 | 0.0015 | 0.0016 | 0.031183 | 64.1368 | 1910 | 2195 | 2525 | 2900 | 3340 | Johnston | 0.1203 | 0.1383 | 0.1591 | 0.1827 | 0.2104 | 0.0065 | 0.0075 | 0.0086 | 0.01 | 0.0114 | 0.0013 | 0.0015 | 0.0018 | 0.002 | 0.0023 | 0.0024 | 0.0027 | 0.0031 | 0.0036 | 0.0041 | 0.0025 | 0.0026 | 0.0028 | 0.0029 | 0.003 | 0.009 | 0.009 | 0.011 | 0.013 | 0.014 | 0 | 0 | 0 | 0 | 0 | 0 | 0 | 0 | 0 | 0 | 0.037 | 0.037 | 0.037 | 0.037 | 0.037 | 0 | 0 | 0 | 0 | 0
Pinebluff | 0.12869 | 0.59 | 0 |  | 1948 | 0.1186 | 0.001 | 0.001 | 0 | 0.0002 | 0.0078917 | 60.883 | 1986 | 2025 | 2106 | 2148 | 2191 | Moore | 0.1311 | 0.1337 | 0.139 | 0.1418 | 0.1446 | 0.001 | 0.001 | 0.001 | 0.001 | 0.001 | 0.001 | 0.001 | 0.001 | 0.001 | 0.001 | 0 | 0 | 0 | 0 | 0 | 0 | 0 | 0 | 0 | 0 | 0.01 | 0.01 | 0.01 | 0.01 | 0.01 | 0.0396 | 0.0396 | 0.0396 | 0.0396 | 0.0396 | 0 | 0 | 0 | 0 | 0 | 0 | 0 | 0 | 0 | 0 | 0 | 0 | 0 | 0 | 0
Pinetops | 0.17201 | 0.2294 | 0 |  | 1312 | 0.0884 | 0.0112 | 0.0016 | 0.0135 | 0.014 | 0.043308 | 67.378 | 1350 | 1400 | 1400 | 1400 | 1400 | Edgecombe | 0.1 | 0.1 | 0.1 | 0.1 | 0.1 | 0.025 | 0.025 | 0.025 | 0.025 | 0.025 | 0.0012 | 0.0012 | 0.0012 | 0.0012 | 0.0012 | 0.015 | 0.015 | 0.015 | 0.015 | 0.015 | 0.015 | 0.015 | 0.015 | 0.015 | 0.015 | 0.0425 | 0.0425 | 0.0425 | 0.0425 | 0.0425 | 0.162 | 0.162 | 0.162 | 0.162 | 0.162 | 0 | 0 | 0 | 0 | 0 | 0 | 0 | 0 | 0 | 0 | 0 | 0 | 0 | 0 | 0
Pink Hill | 0.0882 | 0.165 | 0 |  | 950 | 0.0258 | 0.0192 | 0.0037 | 0.0017 | 0.0246 | 0.0132 | 27.1579 | 946 | 927 | 911 | 895 | 879 | Lenoir | 0.0256 | 0.025 | 0.0245 | 0.024 | 0.0235 | 0.0017 | 0.0017 | 0.0016 | 0.0016 | 0.0016 | 0.0037 | 0.0036 | 0.0035 | 0.0034 | 0.0034 | 0.0191 | 0.0186 | 0.0182 | 0.0179 | 0.0175 | 0.0241 | 0.0238 | 0.0234 | 0.0229 | 0.0224 | 0.0132 | 0.0129 | 0.0126 | 0.0124 | 0.0121 | 0 | 0 | 0 | 0 | 0 | 0 | 0 | 0 | 0 | 0 | 0.0677 | 0.0677 | 0.0677 | 0.0677 | 0.0677 | 0 | 0 | 0 | 0 | 0
Pittsboro | 0.60783 | 2 | 0 |  | 4667 | 0.453 | 0.0209 | 0 | 0 | 0.01 | 0.12393 | 97.0645 | 20609 | 51522 | 61826 | 74191 | 85150 | Chatham | 1 | 2.5 | 3.2 | 4 | 4.5 | 0.27 | 0.3 | 0.9 | 1.55 | 2.1 | 0 | 0 | 0 | 0 | 0 | 0 | 0 | 0 | 0 | 0 | 0.6 | 0.1 | 0.2 | 0.3 | 0.4 | 0.15 | 0.4077 | 0.5862 | 0.7851 | 0.995 | 0 | 0 | 0 | 0 | 0 | 0 | 0 | 0 | 0 | 0 | 0 | 0 | 0 | 0 | 0 | 0 | 0 | 0 | 0 | 0
Plymouth | 0.39024 | 1.2 | 0 |  | 3572 | 0.1112 | 0.0766 | 0.0041 | 0.0522 | 0.0695 | 0.076642 | 31.131 | 3650 | 3700 | 3750 | 3800 | 3850 | Washington | 0.1162 | 0.1167 | 0.1172 | 0.1177 | 0.1179 | 0.0775 | 0.0785 | 0.079 | 0.0795 | 0.0795 | 0.0042 | 0.0043 | 0.0044 | 0.0045 | 0.0046 | 0.0525 | 0.0528 | 0.0531 | 0.0534 | 0.0537 | 0.0695 | 0.0695 | 0.0695 | 0.0695 | 0.0695 | 0.065 | 0.0768 | 0.0782 | 0.0795 | 0.0801 | 0 | 0 | 0 | 0 | 0 | 0 | 0 | 0 | 0 | 0 | 0 | 0 | 0 | 0 | 0 | 0 | 0 | 0 | 0 | 0
Polk County Water System | 3.4024 | 6 | 3.1127 |  | 585 | 0.045 | 0.1154 | 0 | 0.0121 | 0.0074 | 0.1098 | 76.9231 | 770 | 1080 | 1510 | 2120 | 2332 | Polk | 0.0485 | 0.068 | 0.0951 | 0.1336 | 0.1469 | 0.1327 | 0.1459 | 0.1605 | 0.1766 | 0.1942 | 0 | 0 | 0 | 0 | 0 | 0.0133 | 0.0134 | 0.0136 | 0.0137 | 0.0139 | 0.018 | 0.021 | 0.025 | 0.029 | 0.0319 | 0.06 | 0.06 | 0.06 | 0.06 | 0.06 | 0 | 0 | 0 | 0 | 0 | 0 | 0 | 0 | 0 | 0 | 6 | 6 | 6 | 6 | 6 | 3.5 | 3.5 | 3.5 | 3.5 | 3.5
Polk Ford/Renee Ford | 0.042125 | 0.075 | 0 |  | 575 | 0.0242 | 0.0002 | 0 | 0 | 0.0111 | 0.006625 | 42.087 | 700 | 750 | 750 | 750 | 750 | Stanly | 0.03 | 0.032 | 0.032 | 0.032 | 0.032 | 0.002 | 0.002 | 0.002 | 0.002 | 0.002 | 0 | 0 | 0 | 0 | 0 | 0 | 0 | 0 | 0 | 0 | 0.005 | 0.005 | 0.005 | 0.005 | 0.005 | 0.0151 | 0.016 | 0.016 | 0.016 | 0.016 | 0 | 0 | 0 | 0 | 0 | 0 | 0 | 0 | 0 | 0 | 0.075 | 0.075 | 0.075 | 0.075 | 0.075 | 0 | 0 | 0 | 0 | 0
Polkton | 0.057708 | 0.08 | 0 |  | 838 | 0.0336 | 0.0105 | 0 | 0 | 0.001 | 0.012608 | 40.0955 | 838 | 838 | 838 | 838 | 838 | Anson | 0.0336 | 0.0336 | 0.0336 | 0.0336 | 0.0336 | 0.0105 | 0.0105 | 0.0105 | 0.0105 | 0.0105 | 0 | 0 | 0 | 0 | 0 | 0 | 0 | 0 | 0 | 0 | 0.001 | 0.001 | 0.001 | 0.001 | 0.001 | 0.0145 | 0.0145 | 0.0145 | 0.0145 | 0.0145 | 0 | 0 | 0 | 0 | 0 | 0 | 0 | 0 | 0 | 0 | 0.08 | 0.08 | 0.08 | 0.08 | 0.08 | 0 | 0 | 0 | 0 | 0
Pollocksville | 0.036233 | 0.216 | 0 |  | 710 | 0.0229 | 0.0088 | 0 | 0 | 0.0006 | 0.0039333 | 32.2535 | 710 | 710 | 710 | 710 | 710 | Jones | 0.03 | 0.03 | 0.03 | 0.03 | 0.03 | 0.009 | 0.009 | 0.009 | 0.009 | 0.009 | 0 | 0 | 0 | 0 | 0 | 0 | 0 | 0 | 0 | 0 | 0.0007 | 0.0007 | 0.0007 | 0.0007 | 0.0007 | 0.004 | 0.004 | 0.004 | 0.004 | 0.004 | 0 | 0 | 0 | 0 | 0 | 0 | 0 | 0 | 0 | 0 | 0 | 0 | 0 | 0 | 0 | 0 | 0 | 0 | 0 | 0
Powellsville | 0.055417 | 0.072 | 0 |  | 270 | 0.036 | 0.015 | 0 | 0 | 0 | 0.0044167 | 133.3333 | 270 | 275 | 275 | 280 | 280 | Bertie | 0.036 | 0.036 | 0.036 | 0.036 | 0.036 | 0.015 | 0.015 | 0.015 | 0.015 | 0.015 | 0 | 0 | 0 | 0 | 0 | 0 | 0 | 0.002 | 0.003 | 0.003 | 0 | 0 | 0 | 0 | 0 | 0.0045 | 0.0045 | 0.0047 | 0.0048 | 0.0048 | 0 | 0 | 0 | 0 | 0 | 0 | 0 | 0 | 0 | 0 | 0 | 0 | 0 | 0 | 0 | 0 | 0 | 0 | 0 | 0
Princeton | 0.13408 | 0.1697 | 0 |  | 1275 | 0.066 | 0.012 | 0 | 0.032 | 0.015 | 0.0090833 | 51.7647 | 1509 | 1700 | 1893 | 2108 | 2346 | Johnston | 0.078 | 0.0879 | 0.0978 | 0.1088 | 0.1211 | 0.014 | 0.0159 | 0.0178 | 0.0198 | 0.022 | 0 | 0 | 0 | 0 | 0 | 0.0379 | 0.0426 | 0.0474 | 0.0528 | 0.0587 | 0.013 | 0.014 | 0.015 | 0.016 | 0.017 | 0.0084 | 0.0094 | 0.0105 | 0.0117 | 0.013 | 0.0228 | 0.0427 | 0.0641 | 0.087 | 0.1105 | 0 | 0 | 0 | 0 | 0 | 0.1697 | 0.1697 | 0.1697 | 0.1697 | 0.1697 | 0 | 0 | 0 | 0 | 0
Princeville | 0.087108 | 0.25 | 0 |  | 1405 | 0.058 | 0.002 | 0 | 0 | 0.015 | 0.012108 | 41.2811 | 1500 | 1600 | 1600 | 1600 | 1600 | Edgecombe | 0.058 | 0.058 | 0.058 | 0.058 | 0.058 | 0.002 | 0.002 | 0.002 | 0.002 | 0.002 | 0 | 0 | 0 | 0 | 0 | 0 | 0 | 0 | 0 | 0 | 0.015 | 0.015 | 0.015 | 0.015 | 0.015 | 0.011 | 0.011 | 0.011 | 0.011 | 0.011 | 0 | 0 | 0 | 0 | 0 | 0 | 0 | 0 | 0 | 0 | 0.25 | 0.25 | 0.25 | 0.25 | 0.25 | 0 | 0 | 0 | 0 | 0
Raeford | 1.0408 | 3.527 | 0 |  | 4983 | 0.2745 | 0.1195 | 0.4442 | 0.01 | 0 | 0.19263 | 55.0873 | 5280 | 5800 | 6300 | 6800 | 7300 | Hoke | 0.2904 | 0.319 | 0.3465 | 0.374 | 0.4015 | 0.17 | 0.18 | 0.19 | 0.2 | 0.21 | 0.4426 | 0.443 | 0.4435 | 0.4439 | 0.4443 | 0.014 | 0.015 | 0.016 | 0.017 | 0.018 | 0 | 0 | 0 | 0 | 0 | 0.0663 | 0.0692 | 0.072 | 0.0748 | 0.0776 | 0 | 0 | 0 | 0 | 0 | 0 | 0 | 0 | 0 | 0 | 0 | 0 | 0 | 0 | 0 | 0 | 0 | 0 | 0 | 0
Raleigh | 52.04 | 99.4 | 0.54205 |  | 603000 | 29.91 | 8.97 | 2.25 | 3.8 | 1.3 | 5.268 | 49.602 | 799271 | 973797 | 1134200 | 1316200 | 1513630 | Wake | 39.9488 | 48.6899 | 56.71 | 65.81 | 75.682 | 17.2 | 20.09 | 22.56 | 25.26 | 29.049 | 2.22 | 2.28 | 2.57 | 2.88 | 3.312 | 5.08 | 5.93 | 6.72 | 7.52 | 8.648 | 1.9 | 2.1 | 2.3 | 2.5 | 2.875 | 7.401 | 8.8222 | 10.1351 | 11.5975 | 13.3372 | 0 | 14 | 14 | 14 | 14 | 0 | 0 | 0 | 0 | 0 | 0 | 0 | 0 | 0 | 0 | 0.75 | 0.75 | 0.75 | 0.75 | 0.75
Ramseur | 0.60557 | 6.6 | 0.12033 |  | 2893 | 0.1042 | 0.1097 | 0.09 | 0.0019 | 0.02 | 0.15945 | 36.018 | 2893 | 2893 | 2893 | 2893 | 2893 | Randolph | 0.1042 | 0.1042 | 0.1042 | 0.1042 | 0.1042 | 0.1097 | 0.1097 | 0.1097 | 0.1097 | 0.1097 | 0.09 | 0.09 | 0.09 | 0.09 | 0.09 | 0.0019 | 0.0019 | 0.0019 | 0.0019 | 0.0019 | 0.0984 | 0.0984 | 0.0984 | 0.0984 | 0.0984 | 0.1148 | 0.1148 | 0.1148 | 0.1148 | 0.1148 | 0 | 0 | 0 | 0 | 0 | 0 | 0 | 0 | 0 | 0 | 0 | 0 | 0 | 0 | 0 | 0.25 | 0.25 | 0.25 | 0.25 | 0.25
Ranlo | 0.37025 | 0.6 | 0 |  | 3668 | 0.196 | 0.0065 | 0.037 | 0 | 0.005 | 0.12575 | 53.4351 | 3705 | 3742 | 3779 | 3817 | 3855 | Gaston | 0.1957 | 0.1977 | 0.1996 | 0.2016 | 0.2036 | 0.033 | 0.036 | 0.041 | 0.047 | 0.051 | 0.029 | 0.031 | 0.032 | 0.034 | 0.036 | 0 | 0 | 0 | 0 | 0 | 0.006 | 0.007 | 0.008 | 0.009 | 0.01 | 0.134 | 0.147 | 0.1615 | 0.1781 | 0.1941 | 0 | 0 | 0 | 0 | 0 | 0 | 0 | 0 | 0 | 0 | 0.6 | 0.6 | 0.6 | 0.6 | 0.6 | 0 | 0 | 0 | 0 | 0
Red Springs | 0.42333 | 1.19 | 0 |  | 4493 | 0.161 | 0.046 | 0.0001 | 0 | 0.05 | 0.16623 | 35.8335 | 4496 | 4496 | 4496 | 4496 | 4496 | Robeson | 0.1619 | 0.1619 | 0.1619 | 0.1619 | 0.1619 | 0.0593 | 0.0603 | 0.0612 | 0.0622 | 0.0628 | 0.0001 | 0.0001 | 0.0001 | 0.0001 | 0.0001 | 0 | 0 | 0 | 0 | 0 | 0.0781 | 0.0781 | 0.0781 | 0.0781 | 0.0781 | 0.1 | 0.1 | 0.1 | 0.1 | 0.1 | 0 | 0 | 0 | 0 | 0 | 0 | 0 | 0 | 0 | 0 | 0 | 0 | 0 | 0 | 0 | 0 | 0 | 0 | 0 | 0
Reidsville | 4.0025 | 19 | 1.1031 |  | 16000 | 0.6939 | 0.9156 | 0.9847 | 0.0418 | 0.0476 | 0.21579 | 43.3687 | 16000 | 16000 | 16000 | 16000 | 16000 | Rockingham | 0.7008 | 0.7078 | 0.7149 | 0.7221 | 0.7293 | 0.9248 | 0.934 | 0.9433 | 0.9528 | 0.9623 | 0.9945 | 1.0045 | 1.0145 | 1.0247 | 1.035 | 0.0422 | 0.0426 | 0.0431 | 0.0435 | 0.0439 | 0.0481 | 0.0486 | 0.049 | 0.0495 | 0.05 | 0.3349 | 0.3383 | 0.3416 | 0.3451 | 0.3485 | 0 | 0 | 0 | 0 | 0 | 0 | 0 | 0 | 0 | 0 | 0 | 0 | 0 | 0 | 0 | 1.5553 | 1.5553 | 1.5553 | 1.5553 | 1.5553
Rhodhiss | 0.035933 | 0.15 | 0 |  | 1086 | 0.035 | 0.0021 | 0 | 0 | 0.001 | -0.0021667 | 32.2284 | 1250 | 1300 | 1400 | 1500 | 1600 | Caldwell | 0.037 | 0.039 | 0.041 | 0.043 | 0.044 | 0.0022 | 0.0023 | 0.0024 | 0.0025 | 0.0026 | 0 | 0 | 0 | 0 | 0 | 0 | 0 | 0 | 0 | 0 | 0.001 | 0.001 | 0.001 | 0.001 | 0.001 | 0.002 | 0.002 | 0.002 | 0.002 | 0.002 | 0 | 0 | 0 | 0 | 0 | 0 | 0 | 0 | 0 | 0 | 0.1553 | 0.1553 | 0.1553 | 0.1553 | 0.1553 | 0 | 0 | 0 | 0 | 0
Rich Square | 0.11625 | 0.3 | 0 |  | 890 | 0.057 | 0.004 | 0 | 0.008 | 0.001 | 0.04625 | 64.0449 | 871 | 782 | 710 | 645 | 585 | Northampton | 0.0459 | 0.0412 | 0.0373 | 0.0338 | 0.0306 | 0.0039 | 0.0035 | 0.0032 | 0.0029 | 0.0026 | 0 | 0 | 0 | 0 | 0 | 0.0078 | 0.007 | 0.0064 | 0.0058 | 0.0052 | 0.001 | 0.0009 | 0.0008 | 0.0007 | 0.0007 | 0.027 | 0.0242 | 0.0219 | 0.0199 | 0.018 | 0 | 0 | 0 | 0 | 0 | 0 | 0 | 0 | 0 | 0 | 0 | 0 | 0 | 0 | 0 | 0 | 0 | 0 | 0 | 0
Richmond County | 3.5749 | 28 | 0.37312 |  | 20302 | 1.101 | 0.959 | 0.647 | 0 | 0.301 | 0.1938 | 54.2311 | 21126 | 22182 | 23291 | 24456 | 25679 | Richmond | 1.331 | 1.397 | 1.467 | 1.541 | 1.618 | 0.989 | 1.04 | 1.07 | 1.1 | 1.13 | 0.65 | 0.66 | 0.67 | 0.68 | 0.69 | 0 | 0 | 0 | 0 | 0 | 0.32 | 0.33 | 0.34 | 0.35 | 0.36 | 0.1521 | 0.1785 | 0.1847 | 0.1912 | 0.1978 | 0 | 0 | 0 | 0 | 0 | 0 | 0 | 0 | 0 | 0 | 0 | 0 | 0 | 0 | 0 | 0.683 | 0.683 | 0.683 | 0.683 | 0.683
River Bend | 0.23691 | 1 | 0 |  | 2895 | 0.131 | 0.008 | 0.009 | 0 | 0.06 | 0.028908 | 45.2504 | 2901 | 2930 | 2959 | 2988 | 3011 | Craven | 0.1312 | 0.1325 | 0.1338 | 0.1352 | 0.1362 | 0.012 | 0.012 | 0.012 | 0.012 | 0.012 | 0.011 | 0.011 | 0.011 | 0.011 | 0.011 | 0 | 0 | 0 | 0 | 0 | 0.06 | 0.06 | 0.06 | 0.06 | 0.06 | 0.03 | 0.031 | 0.032 | 0.033 | 0.034 | 0 | 0 | 0 | 0 | 0 | 0 | 0 | 0 | 0 | 0 | 0 | 0 | 0 | 0 | 0 | 0 | 0 | 0 | 0 | 0
Roanoke Rapids SD | 4.5483 | 12.5 | 2.2132 |  | 15100 | 0.8833 | 0.3858 | 0.2726 | 0.0446 | 0.1398 | 0.60899 | 58.4967 | 13590 | 12200 | 12200 | 12200 | 12200 | Halifax | 0.795 | 0.7155 | 0.7155 | 0.7155 | 0.7155 | 0.3472 | 0.3125 | 0.3125 | 0.3125 | 0.3125 | 0.2453 | 0.2208 | 0.2208 | 0.2208 | 0.2208 | 0.0401 | 0.0361 | 0.0361 | 0.0361 | 0.0361 | 0.1487 | 0.1487 | 0.1487 | 0.1487 | 0.1487 | 0.5495 | 0.4997 | 0.4997 | 0.4997 | 0.4997 | 0 | 0 | 0 | 0 | 0 | 0 | 0 | 0 | 0 | 0 | 0 | 0 | 0 | 0 | 0 | 4.5 | 4.5 | 4.5 | 4.5 | 4.5
Robbins Water System | 0.22242 | 0.25 | 0.026272 |  | 1261 | 0.1349 | 0.0386 | 0.0066 | 0.0056 | 0.004 | 0.0064449 | 106.9786 | 1200 | 1250 | 1300 | 1350 | 1400 | Moore | 0.083 | 0.085 | 0.087 | 0.089 | 0.09 | 0.016 | 0.017 | 0.018 | 0.019 | 0.02 | 0.005 | 0.005 | 0.005 | 0.005 | 0.005 | 0.009 | 0.009 | 0.01 | 0.01 | 0.01 | 0.0055 | 0.0055 | 0.005 | 0.005 | 0.0055 | 0.005 | 0.005 | 0.005 | 0.006 | 0.006 | 0 | 0 | 0 | 0 | 0 | 0 | 0 | 0 | 0 | 0 | 0.25 | 0.25 | 0.25 | 0.25 | 0.25 | 0.05 | 0.05 | 0.05 | 0.05 | 0.05
Robbinsville | 0.27175 | 1.07 | 0 |  | 2902 | 0.084 | 0.029 | 0.0046 | 0.0053 | 0.025 | 0.12385 | 28.9456 | 3278 | 3343 | 3410 | 3478 | 3545 | Graham | 0.1606 | 0.1638 | 0.1671 | 0.1704 | 0.1737 | 0.0503 | 0.0504 | 0.0514 | 0.0525 | 0.0536 | 0.0051 | 0.0056 | 0.0061 | 0.0066 | 0.0071 | 0.006 | 0.0075 | 0.0088 | 0.0095 | 0.01 | 0.0485 | 0.0485 | 0.0505 | 0.0505 | 0.0515 | 0.045 | 0.045 | 0.045 | 0.045 | 0.045 | 0 | 0 | 0 | 0 | 0 | 0 | 0 | 0 | 0 | 0 | 0 | 0 | 0 | 0 | 0 | 0 | 0 | 0 | 0 | 0
Robersonville | 0.26911 | 0.3213 | 0.050338 |  | 1445 | 0.1299 | 0.0119 | 0.0152 | 0.0386 | 0.005 | 0.018171 | 89.8962 | 1498 | 1554 | 1612 | 1672 | 1735 | Martin | 0.1336 | 0.1375 | 0.1395 | 0.14 | 0.141 | 0.0109 | 0.0109 | 0.0109 | 0.0109 | 0.0109 | 0.0158 | 0.0164 | 0.017 | 0.0176 | 0.0183 | 0.04 | 0.04 | 0.04 | 0.04 | 0.04 | 0.005 | 0.005 | 0.005 | 0.005 | 0.005 | 0.035 | 0.0358 | 0.0362 | 0.0364 | 0.0367 | 0 | 0 | 0 | 0 | 0 | 0 | 0 | 0 | 0 | 0 | 0 | 0 | 0 | 0 | 0 | 0.08 | 0.08 | 0.08 | 0.08 | 0.08
Robeson Co | 15.0362 | 20.964 | 0.042616 |  | 84050 | 4.384 | 7.266 | 0 | 0 | 1.85 | 1.4936 | 52.1594 | 88990 | 93930 | 98870 | 103810 | 108750 | Robeson | 4.58 | 4.786 | 5.001 | 5.227 | 5.462 | 7.993 | 8.792 | 9.672 | 10.639 | 11.703 | 0 | 0 | 0 | 0 | 0 | 0 | 0 | 0 | 0 | 0 | 1.85 | 1.85 | 1.85 | 1.85 | 1.85 | 1.5704 | 1.6798 | 1.799 | 1.9289 | 2.0704 | 0 | 0 | 2.52 | 5.04 | 5.04 | 0 | 0 | 0 | 0 | 0 | 0 | 0 | 0 | 0 | 0 | 0.065 | 0.065 | 0.065 | 0.065 | 0.065
Rockingham | 3.0464 | 10.333 | 0 |  | 13159 | 0.651 | 0.394 | 1.748 | 0 | 0.0692 | 0.18423 | 49.4718 | 13200 | 13250 | 13300 | 13350 | 13400 | Richmond | 0.75 | 0.755 | 0.76 | 0.765 | 0.77 | 0.45 | 0.5 | 0.55 | 0.6 | 0.65 | 1.8 | 1.9 | 2 | 2.1 | 2.2 | 0 | 0 | 0 | 0 | 0 | 0.1 | 0.1 | 0.1 | 0.1 | 0.1 | 0.3033 | 0.319 | 0.3347 | 0.3503 | 0.366 | 0 | 0 | 0 | 0 | 0 | 0 | 0 | 0 | 0 | 0 | 0.463 | 0.463 | 0.463 | 0.463 | 0.463 | 0 | 0 | 0 | 0 | 0
Rockingham Co | 0.12983 | 0.75 | 0 |  | 1280 | 0.0688 | 0.0121 | 0 | 0.0099 | 0.01 | 0.029033 | 53.75 | 1500 | 1700 | 1900 | 2100 | 2300 | Rockingham | 0.068 | 0.071 | 0.075 | 0.078 | 0.082 | 0.017 | 0.019 | 0.021 | 0.023 | 0.025 | 0.011 | 0.013 | 0.015 | 0.017 | 0.019 | 0.015 | 0.017 | 0.019 | 0.021 | 0.023 | 0.02 | 0.02 | 0.02 | 0.02 | 0.02 | 0.0504 | 0.0538 | 0.0577 | 0.0611 | 0.065 | 0 | 0 | 0 | 0 | 0 | 0 | 0 | 0 | 0 | 0 | 0.75 | 0.75 | 0.75 | 0.75 | 0.75 | 0 | 0 | 0 | 0 | 0
Rocky Mount | 8.5183 | 30.9 | 1.839 |  | 54886 | 3.07 | 0.893 | 1.278 | 0.216 | 0.5 | 0.72231 | 55.9341 | 57600 | 60500 | 63500 | 66700 | 70000 | Nash | 3.1 | 3.2 | 3.4 | 3.5 | 3.7 | 1.1 | 1.1 | 1.2 | 1.2 | 1.3 | 1.7 | 1.7 | 1.8 | 1.9 | 2 | 0.7 | 0.7 | 0.8 | 0.8 | 0.8 | 0.7 | 0.7 | 0.7 | 0.7 | 0.7 | 0.7985 | 0.8094 | 0.8641 | 0.886 | 0.9298 | 0 | 0 | 0 | 0 | 0 | 0 | 0 | 0 | 0 | 0 | 0 | 0 | 0 | 0 | 0 | 2.188 | 2.188 | 2.188 | 2.188 | 2.188
Ronda | 0.046217 | 0.186 | 0 |  | 938 | 0.0351 | 0.0014 | 0.0014 | 0.004 | 0.001 | 0.0033167 | 37.42 | 918 | 926 | 935 | 943 | 952 | Wilkes | 0.0215 | 0.0216 | 0.0218 | 0.0219 | 0.0221 | 0.001 | 0.001 | 0.001 | 0.001 | 0.001 | 0.017 | 0.018 | 0.019 | 0.02 | 0.0202 | 0.0042 | 0.0044 | 0.0046 | 0.0048 | 0.0048 | 0.001 | 0.001 | 0.001 | 0.001 | 0.001 | 0.0026 | 0.0027 | 0.0028 | 0.0028 | 0.0029 | 0 | 0 | 0 | 0 | 0 | 0 | 0 | 0 | 0 | 0 | 0.05 | 0.05 | 0.05 | 0.05 | 0.05 | 0 | 0 | 0 | 0 | 0
Roper | 0.020033 | 0.033 | 0 |  | 546 | 0.0135 | 0.003 | 0 | 0.0009 | 0.0015 | 0.0011333 | 24.7253 | 546 | 546 | 546 | 546 | 546 | Washington | 0.012 | 0.012 | 0.012 | 0.012 | 0.012 | 0.003 | 0.003 | 0.003 | 0.003 | 0.003 | 0 | 0 | 0 | 0 | 0 | 0.001 | 0.001 | 0.001 | 0.001 | 0.001 | 0.001 | 0.001 | 0.001 | 0.001 | 0 | 0.001 | 0.001 | 0.001 | 0.001 | 0.0009 | 0 | 0 | 0 | 0 | 0 | 0 | 0 | 0 | 0 | 0 | 0.033 | 0.033 | 0.033 | 0.033 | 0.033 | 0 | 0 | 0 | 0 | 0
Rose Hill | 0.2123 | 1.296 | 0 |  | 1867 | 0.073 | 0.0254 | 0.098 | 0.0002 | 0.0025 | 0.0132 | 39.1002 | 1842 | 1720 | 1618 | 1521 | 1431 | Duplin | 0.072 | 0.0672 | 0.0631 | 0.0593 | 0.0523 | 0.0251 | 0.0234 | 0.022 | 0.0206 | 0.0194 | 0.098 | 0.098 | 0.098 | 0.098 | 0.098 | 0 | 0 | 0 | 0 | 0 | 0.0025 | 0.0025 | 0.0025 | 0.0025 | 0.0025 | 0.0132 | 0.0128 | 0.0124 | 0.0121 | 0.0115 | 0 | 0 | 0 | 0 | 0 | 0 | 0 | 0 | 0 | 0 | 0 | 0 | 0 | 0 | 0 | 0 | 0 | 0 | 0 | 0
Roseboro | 0.21005 | 0.351 | 0.0368 |  | 1169 | 0.0618 | 0.0095 | 0.0041 | 0.0358 | 0.073 | -0.01095 | 52.8657 | 1170 | 1170 | 1170 | 1170 | 1170 | Sampson | 0.0619 | 0.062 | 0.0621 | 0.0622 | 0.0623 | 0.0096 | 0.0097 | 0.0097 | 0.0098 | 0.0098 | 0.0041 | 0.0041 | 0.0041 | 0.0041 | 0.0041 | 0.0138 | 0.0139 | 0.014 | 0.0141 | 0.0142 | 0.075 | 0.075 | 0.075 | 0.075 | 0.075 | 0.0343 | 0.0343 | 0.0344 | 0.0344 | 0.0345 | 0 | 0 | 0 | 0 | 0 | 0 | 0 | 0 | 0 | 0 | 0 | 0 | 0 | 0 | 0 | 0.105 | 0.105 | 0.105 | 0.105 | 0.105
Rosman | 0.13999 | 0.174 | 0 |  | 650 | 0.0428 | 0.004 | 0.002 | 0.005 | 0.0015 | 0.084692 | 65.8462 | 684 | 719 | 755 | 793 | 833 | Transylvania | 0.043 | 0.044 | 0.045 | 0.047 | 0.049 | 0.004 | 0.004 | 0.005 | 0.005 | 0.005 | 0.001 | 0.001 | 0.001 | 0.001 | 0.001 | 0.005 | 0.005 | 0.005 | 0.005 | 0.005 | 0.0015 | 0.0016 | 0.0017 | 0.0018 | 0.0019 | 0.075 | 0.075 | 0.075 | 0.075 | 0.075 | 0 | 0 | 0 | 0 | 0 | 0 | 0 | 0 | 0 | 0 | 0 | 0 | 0 | 0 | 0 | 0 | 0 | 0 | 0 | 0
Rowland | 0.148 | 0.576 | 0 |  | 1346 | 0.089 | 0.0172 | 0 | 0.0086 | 0.003 | 0.0302 | 66.1218 | 1346 | 1346 | 1346 | 1346 | 1346 | Robeson | 0.1006 | 0.1006 | 0.1006 | 0.1006 | 0.1006 | 0.017 | 0.017 | 0.017 | 0.017 | 0.017 | 0 | 0 | 0 | 0 | 0 | 0.0084 | 0.0084 | 0.0084 | 0.0084 | 0.0084 | 0.003 | 0.003 | 0.003 | 0.003 | 0.003 | 0.02 | 0.02 | 0.02 | 0.02 | 0.02 | 0 | 0 | 0 | 0 | 0 | 0 | 0 | 0 | 0 | 0 | 0 | 0 | 0 | 0 | 0 | 0 | 0 | 0 | 0 | 0
Roxboro | 2.501 | 11 | 0 |  | 12425 | 0.4815 | 0.2754 | 0.6065 | 0.0648 | 0.5 | 0.5728 | 38.7525 | 12285 | 12317 | 12431 | 12576 | 12618 | Person | 0.51 | 0.515 | 0.52 | 0.525 | 0.53 | 0.267 | 0.269 | 0.274 | 0.281 | 0.288 | 0.988 | 0.992 | 1.004 | 1.264 | 1.313 | 0.045 | 0.046 | 0.047 | 0.048 | 0.049 | 0.401 | 0.403 | 0.407 | 0.411 | 0.423 | 0.6707 | 0.6749 | 0.6831 | 0.7671 | 0.7896 | 0 | 0 | 0 | 0 | 0 | 0 | 0 | 0 | 0 | 0 | 0 | 0 | 0 | 0 | 0 | 0 | 0 | 0 | 0 | 0
Rutherford College | 0.11923 | 0.233 | 0 |  | 2083 | 0.0755 | 0.0107 | 0 | 0.0222 | 0.011 | -0.00016667 | 36.2458 | 2106 | 2225 | 2350 | 2482 | 2622 | Burke | 0.0795 | 0.0835 | 0.0875 | 0.0915 | 0.0955 | 0.0117 | 0.0127 | 0.0137 | 0.0147 | 0.0157 | 0 | 0 | 0 | 0 | 0 | 0.0224 | 0.0226 | 0.0228 | 0.023 | 0.0232 | 0.011 | 0.011 | 0.011 | 0.011 | 0.011 | 0.0175 | 0.0175 | 0.0175 | 0.0175 | 0.0175 | 0 | 0 | 0 | 0 | 0 | 0 | 0 | 0 | 0 | 0 | 0.233 | 0.233 | 0.233 | 0.233 | 0.233 | 0 | 0 | 0 | 0 | 0
Salemburg | 0.0825 | 0.2526 | 0 |  | 850 | 0.0488 | 0.0082 | 0 | 0.0131 | 0 | 0.0124 | 57.4118 | 854 | 897 | 942 | 989 | 1038 | Sampson | 0.048 | 0.051 | 0.053 | 0.056 | 0.059 | 0.009 | 0.01 | 0.011 | 0.012 | 0.013 | 0 | 0 | 0 | 0 | 0 | 0.017 | 0.018 | 0.019 | 0.02 | 0.021 | 0.01 | 0.01 | 0.01 | 0.01 | 0.01 | 0.011 | 0.012 | 0.012 | 0.012 | 0.013 | 0 | 0 | 0 | 0 | 0 | 0 | 0 | 0 | 0 | 0 | 0 | 0 | 0 | 0 | 0 | 0 | 0 | 0 | 0 | 0
Salisbury | 9.6533 | 108 | 0.6617 |  | 46840 | 2.2001 | 1.6544 | 2.7092 | 0.6016 | 1 | 0.82633 | 46.9705 | 61686 | 72200 | 75117 | 86836 | 88572 | Rowan | 2.96 | 3.47 | 3.61 | 4.17 | 4.25 | 2.221 | 2.599 | 2.704 | 3.126 | 3.189 | 2.98 | 3.278 | 3.606 | 3.967 | 4.363 | 0.662 | 0.728 | 0.801 | 0.881 | 0.969 | 1.06 | 1.21 | 1.29 | 1.46 | 1.53 | 0.9823 | 1.1217 | 1.1938 | 1.3522 | 1.4215 | 0 | 0 | 0 | 0 | 0 | 0 | 0 | 0 | 0 | 0 | 0 | 0 | 0 | 0 | 0 | 2.5422 | 2.5422 | 2.5422 | 2.5422 | 2.5422
Saluda | 0.12958 | 0.2 | 0 |  | 1400 | 0.052 | 0.016 | 0 | 0 | 0.0003 | 0.061283 | 37.1429 | 1400 | 1400 | 1400 | 1400 | 1400 | Polk | 0.053 | 0.053 | 0.053 | 0.053 | 0.053 | 0.018 | 0.018 | 0.018 | 0.018 | 0.018 | 0 | 0 | 0 | 0 | 0 | 0 | 0 | 0 | 0 | 0 | 0.0006 | 0.0006 | 0.0006 | 0.0006 | 0.0006 | 0.0643 | 0.0643 | 0.0643 | 0.0643 | 0.0643 | 0 | 0 | 0 | 0 | 0 | 0 | 0 | 0 | 0 | 0 | 0.2 | 0.2 | 0.2 | 0.2 | 0.2 | 0 | 0 | 0 | 0 | 0
Sampson County WD I - Clinton | 0.25372 | 0.425 | 0.0349 |  | 2488 | 0.125 | 0.0003 | 0.0018 | 0.0008 | 0.0521 | 0.038817 | 50.2412 | 2737 | 3010 | 3312 | 3643 | 4007 | Sampson | 0.1375 | 0.1512 | 0.1663 | 0.183 | 0.2013 | 0.0003 | 0.0004 | 0.0004 | 0.0004 | 0.0005 | 0.002 | 0.0022 | 0.0024 | 0.0027 | 0.0029 | 0.0009 | 0.001 | 0.0011 | 0.0012 | 0.0013 | 0.0452 | 0.0497 | 0.0547 | 0.0602 | 0.0662 | 0.0391 | 0.0431 | 0.0474 | 0.0521 | 0.0573 | 0.25 | 0.25 | 0.25 | 0.25 | 0.25 | 0 | 0 | 0 | 0 | 0 | 0.4277 | 0.4277 | 0.4277 | 0.4277 | 0.4277 | 0.065 | 0.065 | 0.065 | 0.065 | 0.065
Sampson County WD II - Dunn | 0.96188 | 1.176 | 0 |  | 9085 | 0.4761 | 0.0213 | 0.1675 | 0.0191 | 0.112 | 0.16588 | 52.4051 | 9994 | 10993 | 12092 | 13301 | 14631 | Sampson | 0.5237 | 0.5761 | 0.6337 | 0.6971 | 0.7668 | 0.0234 | 0.0258 | 0.0284 | 0.0312 | 0.0343 | 0.1843 | 0.2027 | 0.2229 | 0.2452 | 0.2698 | 0.021 | 0.0231 | 0.0254 | 0.028 | 0.0308 | 0.0902 | 0.0992 | 0.1091 | 0.1201 | 0.1321 | 0.1502 | 0.1652 | 0.1818 | 0.1999 | 0.2199 | 1.4 | 1.4 | 1.832 | 1.832 | 1.832 | 0.75 | 0.75 | 0.75 | 0.75 | 0.75 | 0.312 | 0.312 | 0.312 | 0.312 | 0.312 | 0 | 0 | 0 | 0 | 0
Sampson County WD II - Plainview | 0.20226 | 0.6 | 0 |  | 3048 | 0.1454 | 0.0033 | 0.0006 | 0.0041 | 0.018 | 0.030858 | 47.7034 | 3353 | 3688 | 4057 | 4463 | 4909 | Sampson | 0.1599 | 0.1759 | 0.1935 | 0.2129 | 0.2342 | 0.0036 | 0.004 | 0.0044 | 0.0048 | 0.0053 | 0.0007 | 0.0007 | 0.0008 | 0.0009 | 0.001 | 0.0045 | 0.005 | 0.0055 | 0.006 | 0.0066 | 0.0198 | 0.0218 | 0.024 | 0.0264 | 0.029 | 0.0333 | 0.0367 | 0.0403 | 0.0444 | 0.0488 | 0 | 0 | 0 | 0 | 0 | 0 | 0 | 0 | 0 | 0 | 0.6 | 0.6 | 0.6 | 0.6 | 0.6 | 0 | 0 | 0 | 0 | 0
Sandyfield | 0.016725 | 0.03 | 0 |  | 422 | 0.0158 | 0 | 0 | 0 | 0 | 0.000925 | 37.4408 | 422 | 422 | 422 | 422 | 422 | Columbus | 0.0158 | 0.0158 | 0.0158 | 0.0158 | 0.0158 | 0 | 0 | 0 | 0 | 0 | 0 | 0 | 0 | 0 | 0 | 0 | 0 | 0 | 0 | 0 | 0 | 0 | 0 | 0 | 0 | 0.0009 | 0.0009 | 0.0009 | 0.0009 | 0.0009 | 0 | 0 | 0 | 0 | 0 | 0 | 0 | 0 | 0 | 0 | 0.03 | 0.03 | 0.03 | 0.03 | 0.03 | 0 | 0 | 0 | 0 | 0
Sanford | 7.4793 | 12.6 | 0.8562 |  | 48743 | 2.0635 | 1.2869 | 0.4729 | 1.1462 | 0.3986 | 1.255 | 42.3343 | 55305 | 63601 | 73141 | 84112 | 85794 | Lee | 2.381 | 2.7381 | 3.1488 | 3.6211 | 4.164 | 1.59 | 1.827 | 2.0721 | 2.4865 | 2.9838 | 0.558 | 0.636 | 0.715 | 0.894 | 0.973 | 0.597 | 0.621 | 0.646 | 0.672 | 0.698 | 1.4807 | 1.5547 | 1.6324 | 1.7141 | 1.8 | 1.5219 | 1.6993 | 1.8923 | 2.1395 | 2.4231 | 6 | 6 | 6 | 6 | 6 | 0 | 0 | 0 | 0 | 0 | 0 | 0 | 0 | 0 | 0 | 2.339 | 2.339 | 2.339 | 2.339 | 2.339
Saratoga | 0.025 | 0.145 | 0 |  | 410 | 0.0379 | 0.0015 | 0 | 0 | 0.0025 | -0.0169 | 92.439 | 410 | 410 | 410 | 410 | 410 | Wilson | 0.0399 | 0.0399 | 0.0399 | 0.0399 | 0.0399 | 0.0025 | 0.0025 | 0.0025 | 0.0025 | 0.0025 | 0 | 0 | 0 | 0 | 0 | 0 | 0 | 0 | 0 | 0 | 0.0025 | 0.0025 | 0.0025 | 0.0025 | 0.0025 | 0.003 | 0.003 | 0.003 | 0.003 | 0.003 | 0 | 0 | 0 | 0 | 0 | 0 | 0 | 0 | 0 | 0 | 0 | 0 | 0 | 0 | 0 | 0 | 0 | 0 | 0 | 0
Sawmills | 0.26825 | 0.35 | 0 |  | 5213 | 0.226 | 0.008 | 0.002 | 0.001 | 0.006 | 0.02525 | 43.3532 | 5263 | 5391 | 5509 | 5629 | 5752 | Caldwell | 0.2263 | 0.2318 | 0.2369 | 0.242 | 0.2473 | 0.009 | 0.0092 | 0.0094 | 0.0096 | 0.0098 | 0.002 | 0.002 | 0.002 | 0.002 | 0.002 | 0.002 | 0.002 | 0.0021 | 0.0021 | 0.0022 | 0.006 | 0.006 | 0.006 | 0.006 | 0.006 | 0.02 | 0.02 | 0.02 | 0.02 | 0.02 | 0 | 0 | 0 | 0 | 0 | 0 | 0 | 0 | 0 | 0 | 0.35 | 0.35 | 0.35 | 0.35 | 0.35 | 0 | 0 | 0 | 0 | 0
Scotland County Water (Barnes Bridge) | 0.033867 | 0 | 0 |  | 584 | 0.0151 | 0.0003 | 0 | 0 | 0 | 0.018467 | 25.8562 | 584 | 584 | 584 | 584 | 584 | Scotland | 0.015 | 0.015 | 0.015 | 0.015 | 0.015 | 0.0004 | 0.0004 | 0.0004 | 0.0004 | 0.0004 | 0 | 0 | 0 | 0 | 0 | 0 | 0 | 0 | 0 | 0 | 0 | 0 | 0 | 0 | 0 | 0.0006 | 0.0006 | 0.0006 | 0.0006 | 0.0006 | 0 | 0 | 0 | 0 | 0 | 0 | 0 | 0 | 0 | 0 | 0.0339 | 0.0339 | 0.0339 | 0.0339 | 0.0339 | 0 | 0 | 0 | 0 | 0
Scotland County Water (Gillis Hill) | 0.055592 | 0 | 0 |  | 965 | 0.0781 | 0.0747 | 0 | 0 | 0 | -0.097208 | 80.9326 | 965 | 965 | 965 | 965 | 965 | Scotland | 0.061 | 0.061 | 0.061 | 0.061 | 0.061 | 0.11 | 0.11 | 0.11 | 0.11 | 0.11 | 0 | 0 | 0 | 0 | 0 | 0 | 0 | 0 | 0 | 0 | 0 | 0 | 0 | 0 | 0 | 0 | 0 | 0 | 0 | 0 | 0 | 0 | 0 | 0 | 0 | 0 | 0 | 0 | 0 | 0 | 0.056 | 0.056 | 0.056 | 0.056 | 0.056 | 0 | 0 | 0 | 0 | 0
Scotland County Water (Malloy Rd) | 0.033175 | 0 | 0 |  | 330 | 0.0149 | 0.0022 | 0 | 0 | 0 | 0.016075 | 45.1515 | 330 | 330 | 330 | 330 | 330 | Scotland | 0.015 | 0.015 | 0.015 | 0.015 | 0.015 | 0.0022 | 0.0022 | 0.0022 | 0.0022 | 0.0022 | 0 | 0 | 0 | 0 | 0 | 0 | 0 | 0 | 0 | 0 | 0 | 0 | 0 | 0 | 0 | 0 | 0 | 0 | 0 | 0 | 0 | 0 | 0 | 0 | 0 | 0 | 0 | 0 | 0 | 0 | 0.0332 | 0.0332 | 0.0332 | 0.0332 | 0.0332 | 0 | 0 | 0 | 0 | 0
Scotland County Water (North) | 0.34391 | 0 | 0 |  | 1219 | 0.06 | 0.1084 | 0 | 0 | 0 | 0.17551 | 49.2207 | 1219 | 1219 | 1219 | 1219 | 1219 | Scotland | 0.079 | 0.079 | 0.079 | 0.079 | 0.079 | 0.075 | 0.075 | 0.075 | 0.075 | 0.075 | 0 | 0 | 0 | 0 | 0 | 0 | 0 | 0 | 0 | 0 | 0 | 0 | 0 | 0 | 0 | 0 | 0 | 0 | 0 | 0 | 0 | 0 | 0 | 0 | 0 | 0 | 0 | 0 | 0 | 0 | 0.34 | 0.34 | 0.34 | 0.34 | 0.34 | 0 | 0 | 0 | 0 | 0
Scotland County Water (South) | 0.14763 | 0.4 | 0 |  | 1905 | 0.0809 | 0.048 | 0 | 0 | 0 | 0.018733 | 42.4672 | 1905 | 1905 | 1905 | 1905 | 1905 | Scotland | 0.098 | 0.098 | 0.098 | 0.098 | 0.098 | 0.058 | 0.058 | 0.058 | 0.058 | 0.058 | 0 | 0 | 0 | 0 | 0 | 0 | 0 | 0 | 0 | 0 | 0 | 0 | 0 | 0 | 0 | 0 | 0 | 0 | 0 | 0 | 0 | 0 | 0 | 0 | 0 | 0 | 0 | 0 | 0 | 0 | 0.4 | 0.4 | 0.4 | 0.4 | 0.4 | 0 | 0 | 0 | 0 | 0
Scotland Neck | 0.30883 | 0.875 | 0 |  | 2955 | 0.1063 | 0.069 | 0 | 0 | 0.106 | 0.027533 | 35.9729 | 2975 | 2985 | 2990 | 3000 | 3100 | Halifax | 0.1075 | 0.1076 | 0.1077 | 0.1078 | 0.1079 | 0.0695 | 0.0695 | 0.0697 | 0.0698 | 0.0699 | 0 | 0 | 0 | 0 | 0 | 0 | 0 | 0 | 0 | 0 | 0.055 | 0.055 | 0.055 | 0.055 | 0.055 | 0.0222 | 0.0222 | 0.0222 | 0.0222 | 0.0223 | 0 | 0 | 0 | 0 | 0 | 0 | 0 | 0 | 0 | 0 | 0.875 | 0.875 | 0.875 | 0.875 | 0.875 | 0 | 0 | 0 | 0 | 0
Seaboard | ERROR | 0 | 0 |  | 0 | 0 | 0 | 0 | 0 | 0 | #VALUE! | ERROR | 675 | 690 | 720 | 720 | 0 | Northampton | 0.046 | 0.049 | 0.05 | 0.05 | 0 | 0.003 | 0.003 | 0.003 | 0.003 | 0 | 0.036 | 0.036 | 0.036 | 0.036 | 0 | 0.003 | 0.003 | 0.003 | 0.003 | 0 | 0.004 | 0.004 | 0.004 | 0.004 | 0 | 0.015 | 0.016 | 0.016 | 0.016 | 0 | 0 | 0 | 0 | 0 | 0 | 0 | 0 | 0 | 0 | 0 | 0 | 0 | 0 | 0 | 0 | 0 | 0 | 0 | 0 | 0
Seagrove-Ulah Metro Water District | ERROR | 0.5 | 0 |  | 0 | 0 | 0 | 0 | 0 | 0 | #VALUE! | ERROR | 2400 | 2450 | 2500 | 2550 | 0 | Randolph | 0.102 | 0.104 | 0.106 | 0.108 | 0 | 0.022 | 0.023 | 0.023 | 0.024 | 0 | 0.012 | 0.012 | 0.013 | 0.013 | 0 | 0.01 | 0.01 | 0.011 | 0.011 | 0 | 0.006 | 0.007 | 0.007 | 0.007 | 0 | 0.015 | 0.016 | 0.016 | 0.016 | 0 | 0 | 0 | 0 | 0 | 0 | 0 | 0 | 0 | 0 | 0 | 0.5 | 0.5 | 0.5 | 0.5 | 0.5 | 0 | 0 | 0 | 0 | 0
Selma | 0.60178 | 1.55 | 0 |  | 6120 | 0.249 | 0.191 | 0 | 0 | 0.0783 | 0.083483 | 40.6863 | 6256 | 6356 | 6456 | 6556 | 6656 | Johnston | 0.26 | 0.27 | 0.2712 | 0.2754 | 0.2796 | 0.223 | 0.233 | 0.243 | 0.253 | 0.263 | 0 | 0 | 0 | 0 | 0 | 0 | 0 | 0 | 0 | 0 | 0.0788 | 0.0794 | 0.0799 | 0.0804 | 0.0809 | 0.0877 | 0.0912 | 0.0948 | 0.0986 | 0.1026 | 0 | 0 | 0 | 0 | 0 | 0 | 0 | 0 | 0 | 0 | 0 | 0 | 0 | 0 | 0 | 0 | 0 | 0 | 0 | 0
Selma - County Line | 0.10063 | 0.215 | 0 |  | 649 | 0.0308 | 0.0673 | 0 | 0 | 0.0001 | 0.0024333 | 47.4576 | 658 | 665 | 673 | 679 | 685 | Johnston | 0.0309 | 0.0312 | 0.0316 | 0.0319 | 0.0323 | 0.0855 | 0.0861 | 0.0867 | 0.0873 | 0.0879 | 0 | 0 | 0 | 0 | 0 | 0 | 0 | 0 | 0 | 0 | 0.0002 | 0.0003 | 0.0004 | 0.0005 | 0.0006 | 0.0029 | 0.0029 | 0.0029 | 0.0029 | 0.0029 | 0 | 0 | 0 | 0 | 0 | 0 | 0 | 0 | 0 | 0 | 0.215 | 0.215 | 0.215 | 0.215 | 0.215 | 0 | 0 | 0 | 0 | 0
Seven Devils | 0.05705 | 0.195 | 0 |  | 400 | 0.0339 | 0.0016 | 0 | 0.0001 | 0.0002 | 0.02125 | 84.75 | 407 | 415 | 425 | 435 | 450 | Watauga | 0.0345 | 0.0353 | 0.036 | 0.0368 | 0.0376 | 0.0017 | 0.0018 | 0.0019 | 0.002 | 0.0022 | 0 | 0 | 0 | 0 | 0 | 0.0001 | 0.0001 | 0.0002 | 0.0002 | 0.0002 | 0.0001 | 0.0001 | 0.0002 | 0.0002 | 0.0002 | 0.0218 | 0.0224 | 0.023 | 0.0235 | 0.0241 | 0 | 0 | 0 | 0 | 0 | 0 | 0 | 0 | 0 | 0 | 0 | 0 | 0 | 0 | 0 | 0 | 0 | 0 | 0 | 0
Severn | 0.035858 | 0.288 | 0 |  | 300 | 0.024 | 0.002 | 0.001 | 0.003 | 0 | 0.0058583 | 80 | 300 | 300 | 300 | 300 | 300 | Northampton | 0.024 | 0.024 | 0.024 | 0.024 | 0.024 | 0.003 | 0.003 | 0.003 | 0.003 | 0.003 | 0.001 | 0.001 | 0.001 | 0.001 | 0.001 | 0.002 | 0.002 | 0.002 | 0.002 | 0.002 | 0 | 0 | 0 | 0 | 0 | 0.0035 | 0.0035 | 0.0035 | 0.0035 | 0.0035 | 0 | 0 | 0 | 0 | 0 | 0 | 0 | 0 | 0 | 0 | 0 | 0 | 0 | 0 | 0 | 0 | 0 | 0 | 0 | 0
Shallotte | 0.464 | 1 | 0 |  | 4749 | 0.357 | 0.08 | 0.001 | 0 | 0.001 | 0.025 | 75.1737 | 4792 | 4888 | 4986 | 5085 | 5183 | Brunswick | 0.3402 | 0.347 | 0.354 | 0.3611 | 0.3618 | 0.092 | 0.093 | 0.0935 | 0.094 | 0.0945 | 0.001 | 0.001 | 0.001 | 0.001 | 0.001 | 0 | 0 | 0 | 0 | 0 | 0.001 | 0.001 | 0.001 | 0.001 | 0.001 | 0.0314 | 0.032 | 0.0327 | 0.0333 | 0.034 | 0 | 0 | 0 | 0 | 0 | 0 | 0 | 0 | 0 | 0 | 1 | 1 | 1 | 1 | 1 | 0 | 0 | 0 | 0 | 0
Shamrock Park Subdivision - City of Claremont | 0.0070083 | 0.032 | 0 |  | 182 | 0.007 | 0 | 0 | 0 | 0.0019 | -0.0018917 | 38.4615 | 187 | 193 | 199 | 205 | 211 | Catawba | 0.0072 | 0.0075 | 0.0077 | 0.0079 | 0.0082 | 0 | 0 | 0 | 0 | 0 | 0 | 0 | 0 | 0 | 0 | 0 | 0 | 0 | 0 | 0 | 0.0004 | 0.0004 | 0.0004 | 0.0004 | 0.0004 | 0.0007 | 0.0007 | 0.0008 | 0.0008 | 0.0008 | 0 | 0 | 0 | 0 | 0 | 0 | 0 | 0 | 0 | 0 | 0.032 | 0.032 | 0.032 | 0.032 | 0.032 | 0 | 0 | 0 | 0 | 0
Sharpsburg | 0.1963 | 0.45 | 0 |  | 2050 | 0.105 | 0.03 | 0.007 | 0 | 0.008 | 0.0463 | 51.2195 | 2050 | 2090 | 2120 | 2300 | 2350 | Nash | 0.1052 | 0.1054 | 0.1055 | 0.1008 | 0.101 | 0.0375 | 0.0375 | 0.0375 | 0.0375 | 0.0405 | 0.011 | 0.011 | 0.011 | 0.011 | 0.012 | 0 | 0 | 0 | 0 | 0 | 0.008 | 0.009 | 0.01 | 0.011 | 0.012 | 0.0413 | 0.0416 | 0.0419 | 0.0421 | 0.0436 | 0 | 0 | 0 | 0 | 0 | 0 | 0 | 0 | 0 | 0 | 0.45 | 0.45 | 0.45 | 0.45 | 0.45 | 0 | 0 | 0 | 0 | 0
Shelby | 5.583 | 18 | 0.35296 |  | 20353 | 1.24 | 0.39 | 2.215 | 0.338 | 0.374 | 0.67304 | 60.9247 | 21394 | 22488 | 23368 | 24847 | 26117 | Cleveland | 1.303 | 1.37 | 1.44 | 1.514 | 1.591 | 0.42 | 0.453 | 0.488 | 0.526 | 0.567 | 2.328 | 2.447 | 2.573 | 2.704 | 2.842 | 0.355 | 0.373 | 0.393 | 0.413 | 0.434 | 0.413 | 0.456 | 0.504 | 0.557 | 0.615 | 0.6956 | 0.736 | 0.7792 | 0.8248 | 0.8732 | 0 | 0 | 0 | 0 | 0 | 0 | 0 | 0 | 0 | 0 | 0 | 0 | 0 | 0 | 0 | 1 | 1 | 1 | 1 | 1
Siler City | 2.8198 | 5 | 0.051942 |  | 8501 | 0.4517 | 0.198 | 1.2591 | 0.0172 | 0.6369 | 0.20491 | 53.1349 | 8827 | 10655 | 12622 | 14952 | 17712 | Chatham | 0.479 | 0.578 | 0.685 | 0.811 | 0.961 | 0.467 | 0.564 | 0.668 | 0.791 | 0.937 | 0.8631 | 0.8631 | 0.8631 | 0.8631 | 0.8631 | 0.05 | 0.06 | 0.072 | 0.085 | 0.101 | 0.0734 | 0.0734 | 0.0734 | 0.0734 | 0.0734 | 0.1461 | 0.1563 | 0.1673 | 0.179 | 0.1915 | 0 | 0 | 0 | 0 | 0 | 0 | 0 | 0 | 0 | 0 | 1 | 1 | 1 | 1 | 1 | 1 | 1 | 1 | 1 | 1
Sims | 0.023042 | 0.082 | 0 |  | 318 | 0.0208 | 0.0012 | 0 | 0.0003 | 0.0001 | 0.00064167 | 65.4088 | 325 | 360 | 395 | 434 | 476 | Wilson | 0.0212 | 0.0235 | 0.0257 | 0.0282 | 0.0309 | 0.0012 | 0.0014 | 0.0015 | 0.0016 | 0.0018 | 0 | 0 | 0 | 0 | 0 | 0.0003 | 0.0003 | 0.0004 | 0.0004 | 0.0005 | 0.0001 | 0.0001 | 0.0001 | 0.0001 | 0.0002 | 0.001 | 0.0011 | 0.0012 | 0.0014 | 0.0015 | 0 | 0 | 0 | 0 | 0 | 0 | 0 | 0 | 0 | 0 | 0.036 | 0.036 | 0.036 | 0.036 | 0.036 | 0 | 0 | 0 | 0 | 0
Smithfield | 3.6581 | 6.2 | 2.191 |  | 12900 | 0.389 | 0.313 | 0.058 | 0.101 | 0.243 | 0.3631 | 30.155 | 14190 | 14190 | 14190 | 14190 | 14190 | Johnston | 0.4279 | 0.428 | 0.428 | 0.428 | 0.428 | 0.3443 | 0.3443 | 0.3443 | 0.3443 | 0.3443 | 0.0638 | 0.0638 | 0.0638 | 0.0638 | 0.0638 | 0.1111 | 0.1111 | 0.1111 | 0.1111 | 0.1111 | 0.2673 | 0.2673 | 0.2673 | 0.2673 | 0.2673 | 0.413 | 0.413 | 0.413 | 0.413 | 0.413 | 2.2 | 2.2 | 2.2 | 2.2 | 2.2 | 0 | 0 | 0 | 0 | 0 | 0 | 0 | 0 | 0 | 0 | 3.5 | 3.5 | 3.5 | 3.5 | 3.5
Smithfield South | 0.059 | 0 | 0 |  | 660 | 0.0413 | 0.008 | 0 | 0.0002 | 0.0025 | 0.007 | 62.5758 | 660 | 660 | 660 | 660 | 660 | Johnston | 0.0413 | 0.0413 | 0.0413 | 0.0413 | 0.0413 | 0.008 | 0.008 | 0.008 | 0.008 | 0.008 | 0 | 0 | 0 | 0 | 0 | 0.0002 | 0.0002 | 0.0002 | 0.0002 | 0.0002 | 0.0025 | 0.0025 | 0.0025 | 0.0025 | 0.0025 | 0.0068 | 0.0068 | 0.0068 | 0.0068 | 0.0068 | 1 | 1 | 1 | 1 | 1 | 0 | 0 | 0 | 0 | 0 | 0.0589 | 0.0589 | 0.0589 | 0.0589 | 0.0589 | 0 | 0 | 0 | 0 | 0
Snow Hill | 0.18936 | 0.3919 | 0 |  | 2650 | 0.0999 | 0.0799 | 0 | 0.0046 | 0.0015 | 0.0034583 | 37.6981 | 2626 | 2507 | 2405 | 2308 | 2214 | Greene | 0.0989 | 0.0943 | 0.0903 | 0.0865 | 0.0829 | 0.0791 | 0.0754 | 0.0722 | 0.0692 | 0.0635 | 0 | 0 | 0 | 0 | 0 | 0.0051 | 0.0047 | 0.0045 | 0.0043 | 0.0041 | 0.0014 | 0.0013 | 0.0013 | 0.0012 | 0.0012 | 0.0073 | 0.007 | 0.0067 | 0.0064 | 0.006 | 0 | 0 | 0 | 0 | 0 | 0 | 0 | 0 | 0 | 0 | 0 | 0 | 0 | 0 | 0 | 0 | 0 | 0 | 0 | 0
South Camden Water and Sewer District | 0.74542 | 0.89 | 0.16532 |  | 5133 | 0.22 | 0.017 | 0 | 0.0038 | 0.17 | 0.1693 | 42.8599 | 5267 | 5372 | 5480 | 5589 | 5699 | Camden | 0.2855 | 0.2857 | 0.286 | 0.2862 | 0.2864 | 0.0269 | 0.027 | 0.0271 | 0.0272 | 0.0273 | 0 | 0 | 0 | 0 | 0 | 0.0067 | 0.0068 | 0.0069 | 0.007 | 0.0071 | 0.17 | 0.171 | 0.172 | 0.173 | 0.174 | 0.081 | 0.0812 | 0.0814 | 0.0817 | 0.0819 | 0.22 | 0.22 | 0.22 | 0.22 | 0.22 | 0 | 0 | 0 | 0 | 0 | 0 | 0 | 0 | 0 | 0 | 0.3349 | 0.3349 | 0.3349 | 0.3349 | 0.3349
South Granville Water and Sewer Authority | 3.0273 | 11 | 0 |  | 19216 | 0.7018 | 0.113 | 0.062 | 0.883 | 0.8684 | 0.39913 | 36.5216 | 21138 | 23251 | 25576 | 28134 | 30947 | Granville | 0.6553 | 0.7208 | 0.7929 | 0.8722 | 0.9594 | 0.1243 | 0.1367 | 0.1504 | 0.1654 | 0.182 | 0.0682 | 0.075 | 0.0825 | 0.0908 | 0.1 | 0.9713 | 1.0684 | 1.1753 | 1.2928 | 1.4221 | 0.9552 | 1.0508 | 1.1558 | 1.2714 | 1.3986 | 0.4462 | 0.4909 | 0.5399 | 0.5937 | 0.6532 | 0 | 0 | 0 | 0 | 0 | 0 | 0 | 0 | 0 | 0 | 0 | 0 | 0 | 0 | 0 | 0 | 0 | 0 | 0 | 0
South Greene WC | 0.15101 | 0.358 | 0 |  | 2610 | 0.131 | 0.02 | 0 | 0 | 0 | 8.3333e-06 | 50.1916 | 2610 | 2620 | 2622 | 2630 | 2640 | Greene | 0.135 | 0.136 | 0.137 | 0.138 | 0.139 | 0.021 | 0.022 | 0.023 | 0.0235 | 0.024 | 0 | 0 | 0 | 0 | 0 | 0 | 0 | 0 | 0 | 0 | 0 | 0 | 0 | 0 | 0 | 0 | 0 | 0 | 0 | 0 | 0 | 0 | 0 | 0 | 0 | 0 | 0 | 0 | 0 | 0 | 0.358 | 0.358 | 0.358 | 0.358 | 0.358 | 0 | 0 | 0 | 0 | 0
South Mills | 0.21317 | 0.512 | 0 |  | 2253 | 0.17 | 0.03 | 0 | 0 | 0.011 | 0.0021667 | 75.4549 | 2383 | 2513 | 2643 | 2773 | 2903 | Camden | 0.1868 | 0.2006 | 0.2144 | 0.2282 | 0.242 | 0.003 | 0.003 | 0.003 | 0.003 | 0.003 | 0 | 0 | 0 | 0 | 0 | 0 | 0 | 0 | 0 | 0 | 0.014 | 0.014 | 0.014 | 0.014 | 0.014 | 0.0547 | 0.0584 | 0.0621 | 0.0658 | 0.0695 | 0 | 0 | 0 | 0 | 0 | 0 | 0 | 0 | 0 | 0 | 0.2 | 0.2 | 0.2 | 0.2 | 0.2 | 0 | 0 | 0 | 0 | 0
South Mills Purchase | 0.14433 | 0.25 | 0 |  | 3048 | 0.144 | 0.001 | 0 | 0 | 0 | -0.00066667 | 47.2441 | 3178 | 3308 | 3438 | 3568 | 3698 | Camden | 0.1578 | 0.1716 | 0.1854 | 0.1992 | 0.213 | 0.001 | 0.001 | 0.001 | 0.001 | 0.001 | 0 | 0 | 0 | 0 | 0 | 0 | 0 | 0 | 0 | 0 | 0 | 0 | 0 | 0 | 0 | 0.0116 | 0.0126 | 0.0136 | 0.0146 | 0.0156 | 0 | 0 | 0 | 0 | 0 | 0 | 0 | 0 | 0 | 0 | 0.25 | 0.25 | 0.25 | 0.25 | 0.25 | 0 | 0 | 0 | 0 | 0
Southeastern Catawba Co WD | 0.23466 | 0.5 | 0 |  | 2540 | 0.1569 | 0.0777 | 0 | 0 | 0.0821 | -0.082042 | 61.7717 | 2743 | 2963 | 3111 | 3266 | 3430 | Catawba | 0.1694 | 0.183 | 0.1921 | 0.2017 | 0.2118 | 0.0839 | 0.0906 | 0.0951 | 0.0999 | 0.1049 | 0 | 0 | 0 | 0 | 0 | 0 | 0 | 0 | 0 | 0 | 0.0887 | 0.0957 | 0.1005 | 0.1056 | 0.1108 | -0.0892 | -0.0963 | -0.1011 | -0.1062 | -0.1115 | 0 | 0 | 0 | 0 | 0 | 0 | 0 | 0 | 0 | 0 | 0.5 | 0.5 | 0.5 | 0.5 | 0.5 | 0 | 0 | 0 | 0 | 0
Southern Outer Banks Water | 1.7908 | 3.126 | 0.18 |  | 640 | 0.834 | 0.091 | 0 | 0 | 0.515 | 0.17083 | 1303.125 | 680 | 748 | 823 | 905 | 995 | Currituck | 1.084 | 1.134 | 1.184 | 1.234 | 1.354 | 0.117 | 0.128 | 0.141 | 0.155 | 0.169 | 0 | 0 | 0 | 0 | 0 | 0 | 0 | 0 | 0 | 0 | 0.567 | 0.623 | 0.686 | 0.754 | 0.822 | 0.1915 | 0.2042 | 0.2179 | 0.2322 | 0.254 | 0.288 | 0.288 | 0.288 | 0.288 | 0.288 | 0 | 0 | 0 | 0 | 0 | 0 | 0 | 0 | 0 | 0 | 0.18 | 0.18 | 0.18 | 0.18 | 0.18
Southern Pines | 3.1959 | 14 | 0.7021 |  | 14850 | 1.4108 | 0.4038 | 0.003 | 0.1209 | 0.341 | 0.21434 | 95.0034 | 16600 | 18600 | 20900 | 23400 | 26000 | Moore | 1.443 | 1.616 | 1.81 | 2.027 | 2.25 | 0.595 | 0.7149 | 0.8578 | 1.0294 | 1.2353 | 0.0053 | 0.0064 | 0.0076 | 0.0092 | 0.011 | 0.1602 | 0.18 | 0.1985 | 0.205 | 0.215 | 0.35 | 0.36 | 0.37 | 0.38 | 0.39 | 0.4 | 0.452 | 0.5108 | 0.5772 | 0.6522 | 0 | 0 | 0 | 0 | 0 | 0 | 0 | 0 | 0 | 0 | 0.023 | 0.023 | 0.023 | 0.023 | 0.023 | 1.4854 | 1.4854 | 1.4854 | 1.4854 | 1.4854
Southern Wayne SD | 0.53628 | 1.499 | 0 |  | 7700 | 0.3748 | 0.018 | 0.04 | 0.007 | 0.019 | 0.077475 | 48.6753 | 7800 | 7900 | 8000 | 8100 | 8200 | Wayne | 0.3822 | 0.386 | 0.3899 | 0.3938 | 0.3977 | 0.02 | 0.0225 | 0.025 | 0.0275 | 0.03 | 0.041 | 0.042 | 0.0425 | 0.043 | 0.0435 | 0.008 | 0.009 | 0.01 | 0.011 | 0.012 | 0.018 | 0.017 | 0.016 | 0.015 | 0.014 | 0.0353 | 0.0359 | 0.0365 | 0.0371 | 0.0376 | 0 | 0 | 0 | 0 | 0 | 0 | 0 | 0 | 0 | 0 | 0 | 0 | 0 | 0 | 0 | 0 | 0 | 0 | 0 | 0
Southport | 0.50667 | 1.418 | 0 |  | 3900 | 0.48 | 0.005 | 0 | 0 | 0.005 | 0.016667 | 123.0769 | 5460 | 7098 | 8517 | 9794 | 11263 | Brunswick | 0.75 | 0.98 | 1.17 | 1.35 | 1.55 | 0.012 | 0.013 | 0.015 | 0.018 | 0.021 | 0 | 0 | 0 | 0 | 0 | 0 | 0 | 0 | 0 | 0 | 0 | 0 | 0 | 0 | 0 | 0.0289 | 0.0377 | 0.045 | 0.0519 | 0.0596 | 0 | 0 | 0 | 0 | 0 | 0 | 0 | 0 | 0 | 0 | 1.418 | 1.418 | 1.418 | 1.418 | 1.418 | 0 | 0 | 0 | 0 | 0
Sparta | 0.29583 | 0.726 | 0 |  | 1800 | 0.126 | 0.034 | 0.041 | 0.0201 | 0.0008 | 0.073933 | 70 | 1928 | 1960 | 2000 | 2060 | 2100 | Alleghany | 0.113 | 0.115 | 0.117 | 0.119 | 0.121 | 0.041 | 0.042 | 0.043 | 0.044 | 0.0445 | 0.09 | 0.095 | 0.095 | 0.1 | 0.1 | 0.026 | 0.028 | 0.03 | 0.032 | 0.032 | 0.016 | 0.017 | 0.018 | 0.018 | 0.018 | 0.121 | 0.122 | 0.123 | 0.124 | 0.125 | 0 | 0 | 0 | 0 | 0 | 0 | 0 | 0 | 0 | 0 | 0.563 | 0.563 | 0.563 | 0.563 | 0.563 | 0 | 0 | 0 | 0 | 0
Spring Hope | 0.09425 | 0.256 | 0 |  | 1324 | 0.0657 | 0.0068 | 0.0063 | 0.0072 | 0.003 | 0.00525 | 49.6224 | 1384 | 1448 | 1515 | 1585 | 1658 | Nash | 0.0825 | 0.0863 | 0.0903 | 0.0945 | 0.0988 | 0.0085 | 0.0089 | 0.0093 | 0.0097 | 0.0101 | 0.0078 | 0.0082 | 0.0086 | 0.009 | 0.0094 | 0.0091 | 0.0095 | 0.0099 | 0.0104 | 0.0109 | 0.003 | 0.003 | 0.003 | 0.004 | 0.004 | 0.0084 | 0.0086 | 0.0089 | 0.0093 | 0.0096 | 0 | 0 | 0 | 0 | 0 | 0 | 0 | 0 | 0 | 0 | 0 | 0 | 0 | 0 | 0 | 0 | 0 | 0 | 0 | 0
Spring Lake | 0.96047 | 2.057 | 0.04 |  | 9467 | 0.3912 | 0.2267 | 0.0255 | 0.0353 | 0.009 | 0.23277 | 41.3225 | 9511 | 9612 | 9784 | 10200 | 10458 | Cumberland | 0.393 | 0.4174 | 0.4264 | 0.4559 | 0.4823 | 0.2287 | 0.2359 | 0.2671 | 0.2892 | 0.3044 | 0.0255 | 0.027 | 0.0289 | 0.0304 | 0.0312 | 0.036 | 0.0372 | 0.039 | 0.0408 | 0.0413 | 0.009 | 0.01 | 0.01 | 0.011 | 0.012 | 0.2309 | 0.2427 | 0.2573 | 0.276 | 0.2906 | 0 | 0 | 0 | 0 | 0 | 0 | 0 | 0 | 0 | 0 | 2.057 | 2.057 | 2.057 | 2.057 | 2.057 | 0.04 | 0.04 | 0.04 | 0.04 | 0.04
Spruce Pine | 1.2463 | 2.927 | 0.0080219 |  | 2800 | 0.442 | 0.48 | 0 | 0 | 0.02 | 0.29631 | 157.8571 | 2800 | 2850 | 2900 | 2900 | 2950 | Mitchell | 0.31 | 0.31 | 0.31 | 0.31 | 0.31 | 0.42 | 0.42 | 0.42 | 0.42 | 0.42 | 0 | 0 | 0 | 0 | 0 | 0 | 0 | 0 | 0 | 0 | 0.02 | 0.02 | 0.02 | 0.02 | 0.02 | 0.2655 | 0.2655 | 0.2655 | 0.2655 | 0.2655 | 0 | 0 | 0 | 0 | 0 | 0 | 0 | 0 | 0 | 0 | 0 | 0 | 0 | 0 | 0 | 0.008 | 0.008 | 0.008 | 0.008 | 0.008
St Pauls | 0.19083 | 0.85 | 0 |  | 2438 | 0.1417 | 0.014 | 0 | 0 | 0.0082 | 0.026933 | 58.1214 | 2553 | 2673 | 2798 | 2930 | 3067 | Robeson | 0.1481 | 0.155 | 0.1623 | 0.1699 | 0.1779 | 0.0147 | 0.0153 | 0.0161 | 0.0168 | 0.0176 | 0 | 0 | 0 | 0 | 0 | 0 | 0 | 0 | 0 | 0 | 0.0082 | 0.0082 | 0.0082 | 0.0082 | 0.0082 | 0.0238 | 0.0248 | 0.0258 | 0.0268 | 0.0278 | 0 | 0 | 0 | 0 | 0 | 0 | 0 | 0 | 0 | 0 | 0.25 | 0.25 | 0.25 | 0.25 | 0.25 | 0 | 0 | 0 | 0 | 0
Stanley | 0.54467 | 1.5 | 0 |  | 5514 | 0.159 | 0.134 | 0.18 | 0.0143 | 0.0086 | 0.048767 | 28.8357 | 5673 | 6538 | 7430 | 8442 | 9593 | Gaston | 0.1968 | 0.2268 | 0.2577 | 0.2928 | 0.3327 | 0.2294 | 0.2644 | 0.3004 | 0.3413 | 0.3878 | 0.18 | 0.18 | 0.18 | 0.18 | 0.18 | 0.0143 | 0.0143 | 0.0143 | 0.0143 | 0.0143 | 0.03 | 0.03 | 0.03 | 0.03 | 0.03 | 0.0362 | 0.0417 | 0.0473 | 0.0537 | 0.061 | 0 | 0 | 0 | 0 | 0 | 0 | 0 | 0 | 0 | 0 | 1.5 | 1.5 | 1.5 | 1.5 | 0 | 0 | 0 | 0 | 0 | 0
Stanly Co | 1.7028 | 3.073 | 0.1936 |  | 16000 | 1.007 | 0.21 | 0.014 | 0.012 | 0.006 | 0.26016 | 62.9375 | 16274 | 20000 | 24000 | 30000 | 32000 | Stanly | 1.4 | 1.7 | 2 | 2.5 | 2.75 | 0.3 | 0.4 | 0.42 | 0.44 | 0.48 | 0.655 | 0.7 | 0.75 | 0.8 | 0.9 | 0.014 | 0.032 | 0.033 | 0.034 | 0.035 | 0.015 | 0.017 | 0.019 | 0.021 | 0.0235 | 0.5709 | 0.6823 | 0.7716 | 0.9088 | 1.003 | 4 | 4 | 4 | 4 | 4 | 0.455 | 0.455 | 0.455 | 0.455 | 0.455 | 3.073 | 3.073 | 3.073 | 3.073 | 3.073 | 1.15 | 1.15 | 1.15 | 1.15 | 1.15
Stantonsburg | 0.36769 | 0.6432 | 0.27646 |  | 1275 | 0.0381 | 0.0105 | 0.0197 | 0 | 0.0075 | 0.015436 | 29.8824 | 1300 | 1310 | 1320 | 1330 | 1340 | Wilson | 0.0519 | 0.0525 | 0.0531 | 0.0537 | 0.0543 | 0.0075 | 0.0077 | 0.0079 | 0.0081 | 0.0083 | 0.0165 | 0.017 | 0.0175 | 0.018 | 0.0185 | 0 | 0 | 0 | 0 | 0 | 0.009 | 0.009 | 0.0095 | 0.0095 | 0.0095 | 0.0173 | 0.0176 | 0.018 | 0.0182 | 0.0185 | 0 | 0 | 0 | 0 | 0 | 0 | 0 | 0 | 0 | 0 | 0 | 0 | 0 | 0 | 0 | 0.2757 | 0.2757 | 0 | 0 | 0
Star | 0.080917 | 0.13 | 0 |  | 875 | 0.02 | 0.011 | 0.005 | 0.013 | 0.01 | 0.021917 | 22.8571 | 909 | 937 | 965 | 994 | 995 | Montgomery | 0.029 | 0.03 | 0.031 | 0.032 | 0.032 | 0.012 | 0.013 | 0.014 | 0.015 | 0.015 | 0.005 | 0.005 | 0.005 | 0.005 | 0.005 | 0.012 | 0.012 | 0.012 | 0.012 | 0.012 | 0.01 | 0.01 | 0.01 | 0.01 | 0.01 | 0.0058 | 0.0059 | 0.0061 | 0.0063 | 0.0063 | 0 | 0 | 0 | 0 | 0 | 0 | 0 | 0 | 0 | 0 | 0.13 | 0.13 | 0.13 | 0.13 | 0.13 | 0 | 0 | 0 | 0 | 0
Statesville | 3.0908 | 15 | 0.10034 |  | 26867 | 1.286 | 1.13 | 0.2253 | 0.0317 | 0.149 | 0.16849 | 47.8654 | 28030 | 30830 | 33910 | 37310 | 40667 | Iredell | 1.3174 | 1.449 | 1.5938 | 1.7536 | 1.9114 | 1.168 | 1.285 | 1.414 | 1.555 | 1.6895 | 0.23 | 0.253 | 0.2783 | 0.3061 | 0.3367 | 0.0295 | 0.0325 | 0.0357 | 0.0393 | 0.0428 | 0.2 | 0.21 | 0.22 | 0.23 | 0.24 | 0.24 | 0.264 | 0.2904 | 0.3194 | 0.3514 | 0 | 0 | 0 | 0 | 0 | 0 | 0 | 0 | 0 | 0 | 0 | 0 | 0 | 0 | 0 | 2 | 2 | 2 | 2 | 2
Stedman | 0.064667 | 0.116 | 0.001 |  | 1090 | 0.05 | 0.009 | 0 | 0.0008 | 0.001 | 0.0028667 | 45.8716 | 1090 | 1090 | 1100 | 1100 | 1200 | Cumberland | 0.06 | 0.06 | 0.061 | 0.061 | 0.065 | 0.01 | 0.01 | 0.01 | 0.01 | 0.01 | 0 | 0 | 0 | 0 | 0 | 0.003 | 0.003 | 0.003 | 0.003 | 0.003 | 0.0002 | 0.0002 | 0.0002 | 0.0002 | 0.0002 | 0.008 | 0.008 | 0.008 | 0.008 | 0.008 | 0 | 0 | 0 | 0 | 0 | 0 | 0 | 0 | 0 | 0 | 0.116 | 0.116 | 0.116 | 0.116 | 0.116 | 0.001 | 0.001 | 0.001 | 0.001 | 0.001
Stokes County WASA | 0.04925 | 0.2 | 0.028779 |  | 368 | 0.0129 | 0.0036 | 0 | 0 | 0.001 | 0.0029714 | 35.0543 | 372 | 391 | 409 | 427 | 447 | Stokes | 0.013 | 0.014 | 0.016 | 0.018 | 0.02 | 0.0036 | 0.0038 | 0.0039 | 0.0041 | 0.0043 | 0 | 0 | 0 | 0 | 0 | 0 | 0 | 0 | 0 | 0 | 0.001 | 0.001 | 0.001 | 0.001 | 0.001 | 0.0037 | 0.004 | 0.0044 | 0.0049 | 0.0053 | 0 | 0 | 0 | 0 | 0 | 0 | 0 | 0 | 0 | 0 | 0.2 | 0.2 | 0.2 | 0.2 | 0.2 | 0.05 | 0 | 0 | 0 | 0
Stokes Regional Water Corporation | ERROR | 0.1 | 0 |  | #N/A | 0 | 0 | 0 | 0 | 0 | #VALUE! | ERROR | 0 | 0 | 0 | 0 | 0 | Pitt | 0 | 0 | 0 | 0 | 0 | 0 | 0 | 0 | 0 | 0 | 0 | 0 | 0 | 0 | 0 | 0 | 0 | 0 | 0 | 0 | 0 | 0 | 0 | 0 | 0 | 0 | 0 | 0 | 0 | 0 | 0 | 0 | 0 | 0 | 0 | 0 | 0 | 0 | 0 | 0 | 0 | 0 | 0 | 0 | 0 | 0 | 0 | 0 | 0 | 0
Stokesdale | 0.11322 | 0.3 | 0 |  | 1143 | 0.0709 | 0.0078 | 0.0073 | 0.0131 | 0.001 | 0.013117 | 62.0297 | 1714 | 2571 | 3856 | 5784 | 8677 | Guilford | 0.106 | 0.159 | 0.2391 | 0.3586 | 0.538 | 0.011 | 0.016 | 0.024 | 0.037 | 0.055 | 0.01 | 0.016 | 0.024 | 0.036 | 0.055 | 0.019 | 0.029 | 0.044 | 0.066 | 0.099 | 0.001 | 0.001 | 0.001 | 0.001 | 0.001 | 0.0188 | 0.0283 | 0.0275 | 0.0483 | 0.0725 | 0 | 0 | 0 | 0 | 0 | 0 | 0 | 0 | 0 | 0 | 0.3 | 0.3 | 0.3 | 0.3 | 0.3 | 0 | 0 | 0 | 0 | 0
Stoneville | 0.1327 | 0.3 | 0 |  | 1260 | 0.0723 | 0.0078 | 0.0049 | 0.0061 | 0.025 | 0.0166 | 57.381 | 1275 | 1287 | 1298 | 1310 | 1322 | Rockingham | 0.0731 | 0.0737 | 0.0743 | 0.0749 | 0.0755 | 0.0079 | 0.0079 | 0.008 | 0.008 | 0.0081 | 0.005 | 0.005 | 0.005 | 0.0051 | 0.0051 | 0.0061 | 0.0062 | 0.0063 | 0.0063 | 0.0064 | 0.025 | 0.025 | 0.025 | 0.025 | 0.025 | 0.0215 | 0.0216 | 0.0218 | 0.0219 | 0.022 | 0 | 0 | 0 | 0 | 0 | 0 | 0 | 0 | 0 | 0 | 0.3 | 0.3 | 0.3 | 0.3 | 0.3 | 0 | 0 | 0 | 0 | 0
Stovall | 0.032833 | 0.075 | 0 |  | 483 | 0.017 | 0.0004 | 0 | 0.0022 | 0.009 | 0.0042333 | 35.1967 | 500 | 500 | 500 | 500 | 500 | Granville | 0.017 | 0.017 | 0.017 | 0.017 | 0.017 | 0.0004 | 0.0004 | 0.0004 | 0.0004 | 0.0004 | 0 | 0 | 0 | 0 | 0 | 0.0022 | 0.0022 | 0.022 | 0.022 | 0.022 | 0.005 | 0.005 | 0.005 | 0.005 | 0.005 | 0.0034 | 0.0034 | 0.0061 | 0.0061 | 0.0061 | 0 | 0 | 0 | 0 | 0 | 0 | 0 | 0 | 0 | 0 | 0.075 | 0.075 | 0.075 | 0.075 | 0.075 | 0 | 0 | 0 | 0 | 0
Stumpy Point WSD | 0.025492 | 0.099 | 0 |  | 269 | 0.0122 | 0.0008 | 0.0008 | 0 | 0.0072 | 0.0044917 | 45.3532 | 270 | 275 | 285 | 290 | 300 | Dare | 0.0102 | 0.0103 | 0.0104 | 0.0105 | 0.0106 | 0.0073 | 0.0076 | 0.008 | 0.0084 | 0.0088 | 0 | 0 | 0 | 0 | 0 | 0 | 0 | 0 | 0 | 0 | 0.006 | 0.0061 | 0.0062 | 0.0063 | 0.0064 | 0.0017 | 0.0017 | 0.0018 | 0.0018 | 0.0018 | 0 | 0 | 0 | 0 | 0 | 0 | 0 | 0 | 0 | 0 | 0 | 0 | 0 | 0 | 0 | 0 | 0 | 0 | 0 | 0
Sugar Mountain | 0.21834 | 0.946 | 0 |  | 2921 | 0.0788 | 0.0287 | 0 | 0 | 0.042 | 0.068842 | 26.9771 | 2992 | 3064 | 3137 | 3210 | 3283 | Avery | 0.0791 | 0.081 | 0.0829 | 0.0848 | 0.0868 | 0.0363 | 0.0371 | 0.038 | 0.0389 | 0.0398 | 0 | 0 | 0 | 0 | 0 | 0 | 0 | 0 | 0 | 0 | 0.03 | 0.03 | 0.03 | 0.04 | 0.04 | 0.1015 | 0.1034 | 0.1053 | 0.1143 | 0.1163 | 0.077 | 0.077 | 0.077 | 0.077 | 0.077 | 0 | 0 | 0 | 0 | 0 | 0 | 0 | 0 | 0 | 0 | 0 | 0 | 0 | 0 | 0
Surf City | 0.61586 | 1.728 | 0.00021945 |  | 5606 | 0.3489 | 0.0607 | 0 | 0 | 0.031 | 0.17504 | 62.2369 | 6296 | 6700 | 7000 | 7236 | 8385 | Pender | 0.38 | 0.4 | 0.425 | 0.462 | 0.504 | 0.088 | 0.095 | 0.1 | 0.11 | 0.119 | 0 | 0 | 0 | 0 | 0 | 0 | 0 | 0 | 0 | 0 | 0.035 | 0.035 | 0.035 | 0.036 | 0.036 | 0.2171 | 0.2288 | 0.2417 | 0.2625 | 0.2845 | 0.864 | 0.864 | 0.864 | 0.864 | 0.864 | 0 | 0 | 0 | 0 | 0 | 0 | 0 | 0 | 0 | 0 | 0.0267 | 0.0267 | 0.0267 | 0.0267 | 0.0267
Swepsonville | 0.18889 | 0.3 | 0 |  | 2453 | 0.1174 | 0.0014 | 0.022 | 0.0091 | 0.001 | 0.037992 | 47.8598 | 2944 | 3532 | 4239 | 5087 | 6105 | Alamance | 0.1413 | 0.1695 | 0.2035 | 0.2442 | 0.293 | 0.0015 | 0.0017 | 0.0019 | 0.002 | 0.0023 | 0.0242 | 0.0267 | 0.0293 | 0.0323 | 0.0355 | 0.01 | 0.011 | 0.0121 | 0.0133 | 0.0147 | 0.0011 | 0.0012 | 0.0013 | 0.0014 | 0.0015 | 0.027 | 0.028 | 0.029 | 0.03 | 0.031 | 0 | 0 | 0 | 0 | 0 | 0 | 0 | 0 | 0 | 0 | 0.3 | 0.3 | 0.3 | 0.3 | 0.3 | 0 | 0 | 0 | 0 | 0
Tabor City | 0.42738 | 1.444 | 0.0058159 |  | 3277 | 0.35 | 0.017 | 0.017 | 0.0107 | 0.001 | 0.025867 | 106.805 | 3280 | 3285 | 3290 | 3295 | 3300 | Columbus | 0.3586 | 0.3587 | 0.3588 | 0.3589 | 0.359 | 0.017 | 0.017 | 0.017 | 0.017 | 0.017 | 0.017 | 0.017 | 0.017 | 0.017 | 0.017 | 0.0107 | 0.0107 | 0.0107 | 0.0107 | 0.0107 | 0.001 | 0.001 | 0.001 | 0.001 | 0.001 | 0.0169 | 0.0169 | 0.0169 | 0.0169 | 0.0169 | 0 | 0 | 0 | 0 | 0 | 0 | 0 | 0 | 0 | 0 | 0 | 0 | 0 | 0 | 0 | 0.3 | 0 | 0 | 0 | 0
Tarboro | 2.0392 | 12 | 0.30985 |  | 11415 | 0.898 | 0.397 | 0.403 | 0.021 | 0.092 | -0.08168 | 78.6684 | 10505 | 10505 | 9595 | 9595 | 9140 | Edgecombe | 0.847 | 0.81 | 0.773 | 0.737 | 0.707 | 0.396 | 0.38 | 0.364 | 0.349 | 0.326 | 0.226 | 0.216 | 0.207 | 0.198 | 0.187 | 0.0262 | 0.0251 | 0.024 | 0.023 | 0.022 | 0.072 | 0.072 | 0.07 | 0.069 | 0.067 | 0.1973 | 0.1892 | 0.181 | 0.1732 | 0.1648 | 0 | 0 | 0 | 0 | 0 | 0 | 0 | 0 | 0 | 0 | 0 | 0 | 0 | 0 | 0 | 1 | 1 | 1 | 1 | 1
Taylorsville | 0.25917 | 0.5 | 0 |  | 2360 | 0.175 | 0.041 | 0.01 | 0.005 | 0.001 | 0.027167 | 74.1525 | 2500 | 2600 | 2700 | 2800 | 2900 | Alexander | 0.185 | 0.192 | 0.2 | 0.208 | 0.215 | 0.045 | 0.05 | 0.055 | 0.06 | 0.065 | 0.02 | 0.025 | 0.03 | 0.035 | 0.04 | 0.01 | 0.01 | 0.01 | 0.02 | 0.02 | 0.001 | 0.001 | 0.001 | 0.001 | 0.001 | 0.0299 | 0.0319 | 0.0339 | 0.0371 | 0.0391 | 0 | 0 | 0 | 0 | 0 | 0 | 0 | 0 | 0 | 0 | 0.5011 | 0.5011 | 0.5011 | 0.5011 | 0.5011 | 0 | 0 | 0 | 0 | 0
Taylortown | 0.077283 | 0.1296 | 0 |  | 1436 | 0.077 | 0 | 0 | 0 | 0 | 0.00028333 | 53.6212 | 1450 | 1464 | 1479 | 1494 | 1509 | Moore | 0.0783 | 0.0791 | 0.0799 | 0.0807 | 0.0815 | 0 | 0 | 0 | 0 | 0 | 0 | 0 | 0 | 0 | 0 | 0 | 0 | 0 | 0 | 0 | 0 | 0 | 0 | 0 | 0 | 0.001 | 0.001 | 0.001 | 0.001 | 0.001 | 0.1 | 0.1 | 0.1 | 0.1 | 0.1 | 0 | 0 | 0 | 0 | 0 | 0 | 0 | 0 | 0 | 0 | 0 | 0 | 0 | 0 | 0
Teachey | 0.035083 | 0.1 | 0 |  | 635 | 0.05 | 0 | 0 | 0 | 0 | -0.014917 | 78.7402 | 20 | 20 | 20 | 20 | 20 | Duplin | 0 | 0 | 0 | 0 | 0 | 0 | 0 | 0 | 0 | 0 | 0 | 0 | 0 | 0 | 0 | 0 | 0 | 0 | 0 | 0 | 0 | 0 | 0 | 0 | 0 | 0 | 0 | 0 | 0 | 0 | 0 | 0 | 0 | 0 | 0 | 0 | 0 | 0 | 0 | 0 | 0.69 | 0.69 | 0.69 | 0.69 | 0.69 | 0 | 0 | 0 | 0 | 0
The Cape Master | 1.4718 | 3.092 | 0 |  | 10512 | 0.98 | 0.212 | 0 | 0 | 0.001 | 0.27879 | 93.2268 | 12417 | 14279 | 14279 | 14279 | 14279 | New Hanover | 0.9096 | 1.04 | 1.04 | 1.04 | 1.04 | 0.25 | 0.3 | 0.3 | 0.3 | 0.3 | 0 | 0 | 0 | 0 | 0 | 0 | 0 | 0 | 0 | 0 | 0.001 | 0.001 | 0.001 | 0.001 | 0.001 | 0.3064 | 0.3541 | 0.3541 | 0.3541 | 0.3541 | 0 | 0 | 0 | 0 | 0 | 0 | 0 | 0 | 0 | 0 | 0 | 0 | 0 | 0 | 0 | 0 | 0 | 0 | 0 | 0
The Harbour / The Point | 0.5755 | 1.772 | 0 |  | 4066 | 0.5092 | 0.0193 | 0 | 0 | 0.0077 | 0.0393 | 125.2336 | 4382 | 4697 | 5013 | 5328 | 5644 | Iredell | 0.629 | 0.674 | 0.718 | 0.763 | 0.807 | 0.0228 | 0.0244 | 0.026 | 0.0277 | 0.0293 | 0 | 0 | 0 | 0 | 0 | 0 | 0 | 0 | 0 | 0 | 0.007 | 0.007 | 0.008 | 0.008 | 0.008 | 0.0499 | 0.0534 | 0.0569 | 0.0605 | 0.0639 | 0 | 0 | 0 | 0 | 0 | 0 | 0 | 0 | 0 | 0 | 0.656 | 0.656 | 0.656 | 0.656 | 0.656 | 0 | 0 | 0 | 0 | 0
Thomasville | 2.5617 | 6.95 | 0 |  | 25872 | 1.09 | 0.281 | 0.124 | 0.026 | 0.71 | 0.33067 | 42.1305 | 30000 | 31500 | 33000 | 34500 | 36000 | Davidson | 1.24 | 1.31 | 1.37 | 1.43 | 1.49 | 0.21 | 0.22 | 0.23 | 0.24 | 0.25 | 0.21 | 0.22 | 0.23 | 0.24 | 0.25 | 0.05 | 0.055 | 0.055 | 0.06 | 0.6 | 0.7 | 0.7 | 0.7 | 0.7 | 0.7 | 0.307 | 0.322 | 0.334 | 0.346 | 0.358 | 0 | 0 | 0 | 0 | 0 | 0 | 0 | 0 | 0 | 0 | 0 | 0 | 0 | 0 | 0 | 0 | 0 | 0 | 0 | 0
Topsail Beach | 0.20483 | 0.601 | 0 |  | 427 | 0.17 | 0.01 | 0 | 0.004 | 0.0037 | 0.017133 | 398.1265 | 500 | 600 | 600 | 600 | 600 | Pender | 0.183 | 0.22 | 0.22 | 0.22 | 0.22 | 0.016 | 0.022 | 0.022 | 0.022 | 0.022 | 0 | 0 | 0 | 0 | 0 | 0.006 | 0.008 | 0.008 | 0.008 | 0.008 | 0 | 0 | 0 | 0 | 0 | 0.0227 | 0.0277 | 0.0277 | 0.0277 | 0.0277 | 0.1 | 0.1 | 0.1 | 0.1 | 0.1 | 0 | 0 | 0 | 0 | 0 | 0 | 0 | 0 | 0 | 0 | 0 | 0 | 0 | 0 | 0
Troutman | 0.39463 | 1.5 | 0 |  | 5225 | 0.2707 | 0.0506 | 0.0071 | 0.0002 | 0.0119 | 0.054133 | 51.8086 | 6270 | 7524 | 9028 | 10834 | 13001 | Iredell | 0.3248 | 0.3898 | 0.4677 | 0.5613 | 0.6735 | 0.0607 | 0.0728 | 0.0874 | 0.1049 | 0.1259 | 0.0071 | 0.0071 | 0.0071 | 0.0071 | 0.0071 | 0.0002 | 0.0002 | 0.0002 | 0.0002 | 0.0002 | 0.012 | 0.012 | 0.012 | 0.012 | 0.012 | 0.063 | 0.075 | 0.0894 | 0.1067 | 0.1274 | 0 | 0 | 0 | 0 | 0 | 0 | 0 | 0 | 0 | 0 | 1 | 1 | 1 | 1 | 1 | 0 | 0 | 0 | 0 | 0
Troy | 0.45783 | 0.6 | 0 |  | 3591 | 0 | 0 | 0 | 0 | 0 | 0.45783 | 0 | 0 | 0 | 0 | 0 | 0 | Montgomery | 0 | 0 | 0 | 0 | 0 | 0 | 0 | 0 | 0 | 0 | 0 | 0 | 0 | 0 | 0 | 0 | 0 | 0 | 0 | 0 | 0 | 0 | 0 | 0 | 0 | 0 | 0 | 0 | 0 | 0 | 0 | 0 | 0 | 0 | 0 | 0 | 0 | 0 | 0 | 0 | 0.6 | 0.6 | 0.6 | 0.6 | 0.6 | 0 | 0 | 0 | 0 | 0
Tryon | 0.46015 | 2.498 | 0 |  | 5334 | 0.2246 | 0.0218 | 0.0166 | 0.0012 | 0.0588 | 0.13715 | 42.1072 | 5402 | 5758 | 6099 | 6459 | 6841 | Polk | 0.2539 | 0.2706 | 0.2867 | 0.3036 | 0.3215 | 0.1252 | 0.1335 | 0.1413 | 0.1497 | 0.1585 | 0.0178 | 0.0195 | 0.0215 | 0.0237 | 0.026 | 0.0016 | 0.0016 | 0.0016 | 0.0016 | 0.0016 | 0.0588 | 0.0588 | 0.0588 | 0.0588 | 0.0588 | 0.2102 | 0.2227 | 0.2346 | 0.2474 | 0.2608 | 0 | 0 | 0 | 0 | 0 | 0 | 0 | 0 | 0 | 0 | 0 | 0 | 0 | 0 | 0 | 0 | 0 | 0 | 0 | 0
Tuckaseigee WS Authority | 1.04 | 11.2 | 0.018751 |  | 6858 | 0.4285 | 0.2242 | 0.0729 | 0.0091 | 0.131 | 0.1556 | 62.4818 | 10039 | 11043 | 12147 | 13362 | 14522 | Jackson | 0.5622 | 0.6184 | 0.6802 | 0.7483 | 0.8132 | 0.363 | 0.4 | 0.44 | 0.5 | 0.55 | 0.0977 | 0.1074 | 0.1182 | 0.13 | 0.1308 | 0.0165 | 0.0168 | 0.0186 | 0.0204 | 0.0224 | 0.1885 | 0.1885 | 0.1885 | 0.1885 | 0.1885 | 0.1288 | 0.1396 | 0.1516 | 0.1665 | 0.1843 | 0 | 0 | 0 | 0 | 0 | 0 | 0 | 0 | 0 | 0 | 0 | 0 | 0 | 0 | 0 | 0.0187 | 0.0187 | 0.0187 | 0.0187 | 0.0187
Turkey | 0.021633 | 0.468 | 0.0011 |  | 293 | 0.0127 | 0.0009 | 0 | 0 | 0.0013 | 0.0056333 | 43.3447 | 295 | 297 | 299 | 300 | 302 | Sampson | 0.0127 | 0.0127 | 0.0128 | 0.0128 | 0.0128 | 0.001 | 0.001 | 0.001 | 0.001 | 0.001 | 0 | 0 | 0 | 0 | 0 | 0 | 0 | 0 | 0 | 0 | 0.0005 | 0.0005 | 0.0005 | 0.0005 | 0.0005 | 0.0028 | 0.0028 | 0.0028 | 0.0028 | 0.0028 | 0 | 0 | 0 | 0 | 0 | 0 | 0 | 0 | 0 | 0 | 0 | 0 | 0 | 0 | 0 | 0.04 | 0.04 | 0.04 | 0.04 | 0.04
Two Rivers Utilities/Gastonia | 18.5017 | 75 | 1.6642 |  | 86883 | 4.154 | 2.0565 | 0.604 | 0.961 | 4.9817 | 4.0802 | 47.8114 | 97689 | 110331 | 125283 | 143210 | 164982 | Gaston | 4.689 | 5.296 | 6.014 | 6.874 | 7.919 | 2.507 | 3.056 | 3.725 | 4.541 | 5.535 | 0.736 | 0.897 | 1.094 | 1.334 | 1.626 | 1.171 | 1.428 | 1.741 | 2.122 | 2.587 | 1.047 | 1.276 | 1.556 | 1.896 | 2.312 | 2.75 | 2.25 | 2 | 1.8 | 1.75 | 0 | 0 | 0 | 0 | 0 | 0 | 0 | 0 | 0 | 0 | 0 | 0 | 0 | 0 | 0 | 4.235 | 4.235 | 4.235 | 4.235 | 4.235
Tyrrell County Water Department | 0.27292 | 1.152 | 0 |  | 2962 | 0.135 | 0 | 0 | 0.0007 | 0.099 | 0.038217 | 45.5773 | 3000 | 3000 | 3000 | 3000 | 3000 | Tyrrell | 0.135 | 0.135 | 0.135 | 0.135 | 0.135 | 0 | 0 | 0 | 0 | 0 | 0 | 0 | 0 | 0 | 0 | 0 | 0 | 0 | 0 | 0 | 0.1 | 0.1 | 0.1 | 0.1 | 0.1 | 0.0383 | 0.0383 | 0.0383 | 0.0383 | 0.0383 | 0 | 0 | 0 | 0 | 0 | 0 | 0 | 0 | 0 | 0 | 0.008 | 0.008 | 0.008 | 0.008 | 0.008 | 0 | 0 | 0 | 0 | 0
Union County | 13.602 | 25 | 0.30778 |  | 145708 | 9.33 | 1.256 | 0.759 | 0.215 | 0.0993 | 1.6349 | 64.0322 | 191880 | 251251 | 319760 | 406930 | 496045 | Union | 13.432 | 17.588 | 22.383 | 28.485 | 34.7232 | 1.874 | 2.796 | 3.978 | 5.631 | 6.8645 | 1.354 | 2.125 | 2.929 | 4.036 | 4.9196 | 0.416 | 0.559 | 0.723 | 1.032 | 1.2585 | 1.145 | 1.538 | 1.989 | 2.581 | 3.1463 | 2.5792 | 3.483 | 4.53 | 5.9119 | 7.2067 | 20 | 40 | 44 | 44 | 44 | 0.095 | 0.215 | 0.368 | 0.561 | 0.806 | 22 | 22 | 22 | 22 | 22 | 2.255 | 2.255 | 2.255 | 2.255 | 2.255
Union Utilities Inc. | 0.028333 | 0.144 | 0 |  | 350 | 0.01 | 0.009 | 0 | 0.007 | 0 | 0.0023333 | 28.5714 | 350 | 370 | 370 | 370 | 370 | Hertford | 0.01 | 0.01 | 0.01 | 0.01 | 0.01 | 0.009 | 0.009 | 0.009 | 0.009 | 0.009 | 0 | 0 | 0 | 0 | 0 | 0.003 | 0.003 | 0.003 | 0.003 | 0.003 | 0 | 0 | 0 | 0 | 0 | 0.0026 | 0.0027 | 0.0027 | 0.0027 | 0.0027 | 0 | 0 | 0 | 0 | 0 | 0 | 0 | 0 | 0 | 0 | 0 | 0 | 0 | 0 | 0 | 0 | 0 | 0 | 0 | 0
Valdese | 2.66 | 12 | 0.35 |  | 12700 | 0.97 | 0.13 | 0.7 | 0.04 | 0.15 | 0.32 | 76.378 | 12954 | 13213 | 13477 | 13747 | 14022 | Burke | 0.99 | 1.01 | 1.03 | 1.05 | 1.07 | 0.132 | 0.135 | 0.138 | 0.141 | 0.141 | 0.71 | 0.72 | 0.73 | 0.74 | 0.75 | 0.041 | 0.042 | 0.043 | 0.044 | 0.045 | 0.153 | 0.156 | 0.159 | 0.162 | 0.165 | 0.3397 | 0.3459 | 0.3521 | 0.3584 | 0.3641 | 0 | 0 | 0 | 0 | 0 | 0 | 0 | 0 | 0 | 0 | 0 | 0 | 0 | 0 | 0 | 1.173 | 1.173 | 1.173 | 1.173 | 1.173
Vance County Water District | 0.22189 | 0.325 | 0 |  | 3600 | 0.136 | 0.0032 | 0.0037 | 0.0022 | 0.006 | 0.070792 | 37.7778 | 3636 | 3697 | 3760 | 3824 | 3889 | Vance | 0.1362 | 0.1362 | 0.1364 | 0.1364 | 0.1365 | 0.0034 | 0.0034 | 0.0036 | 0.0036 | 0.0036 | 0.0039 | 0.0039 | 0.0039 | 0.0041 | 0.0041 | 0.0022 | 0.0022 | 0.0023 | 0.0023 | 0.0023 | 0.006 | 0.006 | 0.0061 | 0.0061 | 0.0061 | 0.035 | 0.035 | 0.036 | 0.036 | 0.038 | 0 | 0 | 0 | 0 | 0 | 0 | 0 | 0 | 0 | 0 | 0.325 | 0.325 | 0.325 | 0.325 | 0.325 | 0 | 0 | 0 | 0 | 0
Vanceboro | 0.18546 | 0.432 | 0 |  | 1864 | 0.055 | 0.01 | 0.002 | 0.094 | 0.011 | 0.013458 | 29.5064 | 1856 | 1818 | 1784 | 1750 | 1717 | Craven | 0.0547 | 0.0535 | 0.0524 | 0.0514 | 0.0504 | 0.0099 | 0.0097 | 0.0095 | 0.0095 | 0.0092 | 0.002 | 0.002 | 0.0019 | 0.0019 | 0.0188 | 0.0935 | 0.0914 | 0.0896 | 0.0879 | 0.0861 | 0.0109 | 0.0107 | 0.0105 | 0.0103 | 0.0101 | 0.0135 | 0.0134 | 0.0133 | 0.0132 | 0.0131 | 0 | 0 | 0 | 0 | 0 | 0 | 0 | 0 | 0 | 0 | 0 | 0 | 0 | 0 | 0 | 0 | 0 | 0 | 0 | 0
Wade | 0.040742 | 0.344 | 0 |  | 835 | 0.0342 | 0.0015 | 0 | 0.0015 | 0.075 | -0.071458 | 40.9581 | 875 | 915 | 955 | 995 | 1035 | Cumberland | 0.0385 | 0.0396 | 0.04 | 0.041 | 0.0415 | 0.0018 | 0.002 | 0.0025 | 0.003 | 0.0035 | 0 | 0 | 0 | 0 | 0 | 0.003 | 0.0039 | 0.0043 | 0.005 | 0.0055 | 0.085 | 0.055 | 0.055 | 0.055 | 0.055 | 0.0197 | 0.0154 | 0.0156 | 0.0159 | 0.0162 | 0 | 0 | 0 | 0 | 0 | 0 | 0 | 0 | 0 | 0 | 0 | 0 | 0 | 0 | 0 | 0 | 0 | 0 | 0 | 0
Wadesboro | 0.67533 | 2.6 | 0 |  | 5700 | 0.2516 | 0.2083 | 0.2125 | 0.002 | 0.001 | -6.6667e-05 | 44.1404 | 5700 | 5900 | 6000 | 6200 | 7000 | Anson | 0.255 | 0.2575 | 0.26 | 0.265 | 0.2725 | 0.2085 | 0.03 | 0.0325 | 0.035 | 0.0375 | 0.215 | 0.2159 | 0.22 | 0.225 | 0.2275 | 0.0015 | 0.002 | 0.003 | 0.004 | 0.005 | 0.0015 | 0.002 | 0.0025 | 0.003 | 0.0035 | 0.1235 | 0.092 | 0.0939 | 0.0964 | 0.0989 | 0 | 0 | 0 | 0 | 0 | 0 | 0 | 0 | 0 | 0 | 2.6 | 2.6 | 2.6 | 2.6 | 2.6 | 0 | 0 | 0 | 0 | 0
Wagram | 0.063892 | 0.22 | 0 |  | 840 | 0.046 | 0.003 | 0.002 | 0 | 0.002 | 0.010892 | 54.7619 | 920 | 970 | 1020 | 1070 | 1070 | Scotland | 0.0322 | 0.034 | 0.0357 | 0.0375 | 0.0375 | 0.0043 | 0.0045 | 0.0047 | 0.0049 | 0.0049 | 0 | 0 | 0 | 0 | 0 | 0.0053 | 0.0055 | 0.0057 | 0.0059 | 0.0059 | 0.004 | 0.004 | 0.004 | 0.004 | 0.004 | 0.007 | 0.008 | 0.008 | 0.009 | 0.009 | 0 | 0 | 0 | 0 | 0 | 0 | 0 | 0 | 0 | 0 | 0 | 0 | 0 | 0 | 0 | 0 | 0 | 0 | 0 | 0
Wallace | 0.62719 | 2.5308 | 0.13958 |  | 5857 | 0.215 | 0.186 | 0 | 0.0051 | 0.008 | 0.07351 | 36.7082 | 5790 | 5469 | 5194 | 4934 | 4687 | Duplin | 0.2263 | 0.2137 | 0.2029 | 0.1927 | 0.183 | 0.1957 | 0.1845 | 0.1754 | 0.1666 | 0.1582 | 0 | 0 | 0 | 0 | 0 | 0.17 | 0.1605 | 0.1524 | 0.1447 | 0.1375 | 0.009 | 0.009 | 0.009 | 0.009 | 0.009 | 0.2603 | 0.2557 | 0.2519 | 0.2483 | 0.2448 | 0.1 | 0.4 | 0.4 | 0.4 | 0.4 | 0 | 0 | 0 | 0 | 0 | 0 | 0 | 0 | 0 | 0 | 1.3082 | 1.3082 | 1.3082 | 1.3082 | 1.3082
Walnut Cove | 0.23634 | 0.41 | 0 |  | 1820 | 0.19 | 0.0321 | 0 | 0 | 0.001 | 0.013242 | 104.3956 | 1857 | 2051 | 2243 | 2453 | 2683 | Stokes | 0.194 | 0.214 | 0.234 | 0.256 | 0.28 | 0.033 | 0.036 | 0.04 | 0.043 | 0.047 | 0 | 0 | 0 | 0 | 0 | 0 | 0 | 0 | 0 | 0 | 0.001 | 0.001 | 0.001 | 0.001 | 0.001 | 0.0412 | 0.0453 | 0.0497 | 0.0542 | 0.0592 | 0 | 0 | 0 | 0 | 0 | 0 | 0 | 0 | 0 | 0 | 0.101 | 0.101 | 0.101 | 0.101 | 0.101 | 0 | 0 | 0 | 0 | 0
Walnut Creek | 0.074658 | 0.15 | 0 |  | 900 | 0.066 | 0.0011 | 0 | 0.004 | 0.002 | 0.0015583 | 73.3333 | 950 | 1000 | 1050 | 1100 | 1150 | Wayne | 0.0692 | 0.0695 | 0.0698 | 0.0701 | 0.0704 | 0.001 | 0.001 | 0.0011 | 0.0011 | 0.0011 | 0 | 0 | 0 | 0 | 0 | 0.004 | 0.004 | 0.004 | 0.004 | 0.004 | 0.002 | 0.002 | 0.002 | 0.002 | 0.002 | 0.004 | 0.004 | 0.004 | 0.004 | 0.004 | 0 | 0 | 0 | 0 | 0 | 0 | 0 | 0 | 0 | 0 | 0.15 | 0.15 | 0.15 | 0.15 | 0.15 | 0 | 0 | 0 | 0 | 0
Walstonburg | 0.010233 | 0.05 | 0 |  | 216 | 0.009 | 0.0005 | 0.0003 | 0.0001 | 0.0001 | 0.00023333 | 41.6667 | 216 | 216 | 216 | 216 | 216 | Greene | 0.009 | 0.009 | 0.009 | 0.009 | 0.009 | 0.0005 | 0.0005 | 0.0005 | 0.0005 | 0.0005 | 0.0003 | 0.0003 | 0.0003 | 0.0003 | 0.0003 | 0.0001 | 0.0001 | 0.0001 | 0.0001 | 0.0001 | 0.0001 | 0.0001 | 0.0001 | 0.0001 | 0.0001 | 0 | 0 | 0 | 0 | 0 | 0 | 0 | 0 | 0 | 0 | 0 | 0 | 0 | 0 | 0 | 0.05 | 0.05 | 0.05 | 0.05 | 0.05 | 0 | 0 | 0 | 0 | 0
Warren County | 1.064 | 2 | 0.28889 |  | 9654 | 0.4503 | 0.0096 | 0.0332 | 0.1319 | 0.0317 | 0.11841 | 46.6439 | 9693 | 9888 | 10068 | 10250 | 10436 | Warren | 0.4521 | 0.4612 | 0.4695 | 0.478 | 0.4866 | 0.0096 | 0.0098 | 0.01 | 0.0101 | 0.0103 | 0.0332 | 0.0332 | 0.0332 | 0.0332 | 0.0332 | 0.1324 | 0.135 | 0.1375 | 0.14 | 0.1425 | 0.03 | 0.03 | 0.03 | 0.03 | 0.03 | 0.1363 | 0.1388 | 0.1411 | 0.1434 | 0.1457 | 0 | 0 | 0 | 0 | 0 | 0 | 0 | 0 | 0 | 0 | 2 | 2 | 2 | 2 | 2 | 0.6 | 0.6 | 0.6 | 0.6 | 0.6
Warrenton | 0.19258 | 0.4 | 0 |  | 2250 | 0.0726 | 0.015 | 0.0118 | 0.0308 | 0.01 | 0.052375 | 32.2667 | 2250 | 2250 | 2250 | 2250 | 2250 | Warren | 0.08 | 0.08 | 0.08 | 0.08 | 0.08 | 0.02 | 0.02 | 0.02 | 0.02 | 0.02 | 0.015 | 0.015 | 0.015 | 0.015 | 0.015 | 0.03 | 0.03 | 0.03 | 0.03 | 0.03 | 0.01 | 0.01 | 0.01 | 0.01 | 0.01 | 0.0546 | 0.0546 | 0.0546 | 0.0546 | 0.0546 | 0 | 0 | 0 | 0 | 0 | 0 | 0 | 0 | 0 | 0 | 0.4 | 0.4 | 0.4 | 0.4 | 0.4 | 0 | 0 | 0 | 0 | 0
Warsaw | 0.38767 | 1.134 | 0 |  | 3100 | 0.137 | 0.087 | 0.053 | 0.017 | 0.019 | 0.074667 | 44.1935 | 3150 | 3190 | 3200 | 3300 | 3400 | Duplin | 0.14 | 0.142 | 0.144 | 0.144 | 0.146 | 0.09 | 0.094 | 0.098 | 0.1 | 0.12 | 0.053 | 0.054 | 0.055 | 0.055 | 0.056 | 0.018 | 0.019 | 0.019 | 0.019 | 0.02 | 0.02 | 0.02 | 0.02 | 0.02 | 0.025 | 0.0541 | 0.0548 | 0.0568 | 0.057 | 0.0619 | 0 | 0 | 0 | 0 | 0 | 0 | 0 | 0 | 0 | 0 | 0 | 0 | 0 | 0 | 0 | 0 | 0 | 0 | 0 | 0
Washington | 2.999 | 6.2 | 1.246 |  | 13112 | 0.4491 | 0.332 | 0.0259 | 0.081 | 0.3635 | 0.50156 | 34.2511 | 13374 | 13642 | 13915 | 14193 | 14477 | Beaufort | 0.4581 | 0.4672 | 0.4766 | 0.4861 | 0.4958 | 0.3386 | 0.3454 | 0.3523 | 0.3594 | 0.3666 | 0.0264 | 0.0269 | 0.0275 | 0.028 | 0.0286 | 0.0826 | 0.0843 | 0.086 | 0.0877 | 0.0894 | 0.3708 | 0.3782 | 0.3857 | 0.3935 | 0.4013 | 0.5837 | 0.5954 | 0.6073 | 0.6195 | 0.6319 | 0 | 0 | 0 | 0 | 0 | 0 | 0 | 0 | 0 | 0 | 0 | 0 | 0 | 0 | 0 | 1.648 | 1.648 | 1.648 | 1.648 | 1.648
Washington County Water System | 0.43838 | 1 | 0.024868 |  | 6413 | 0.2303 | 0.0034 | 0.0021 | 0.0047 | 0.073 | 0.10002 | 35.9114 | 6206 | 5265 | 4541 | 3917 | 3378 | Washington | 0.2228 | 0.189 | 0.163 | 0.1405 | 0.1211 | 0.0033 | 0.0028 | 0.0024 | 0.0021 | 0.0018 | 0.002 | 0.0017 | 0.0015 | 0.0013 | 0.0011 | 0.0045 | 0.0039 | 0.0033 | 0.0029 | 0.0025 | 0.0706 | 0.0599 | 0.0516 | 0.0445 | 0.0383 | 0.097 | 0.0823 | 0.071 | 0.0612 | 0.0527 | 0 | 0 | 0 | 0 | 0 | 0 | 0 | 0 | 0 | 0 | 0 | 0 | 0 | 0 | 0 | 0.033 | 0.033 | 0.033 | 0.033 | 0.033
Water and Sewer Authority of Cabarrus | 0 | 16.2 | 0 |  | 0 | 0 | 0 | 0 | 0 | 0 | 0 | ERROR | 0 | 0 | 0 | 0 | 0 | Cabarrus | 0 | 0 | 0 | 0 | 0 | 0 | 0 | 0 | 0 | 0 | 0 | 0 | 0 | 0 | 0 | 0 | 0 | 0 | 0 | 0 | 0 | 0 | 0 | 0 | 0 | 0 | 0 | 0 | 0 | 0 | 0 | 0 | 0 | 0 | 0 | 0 | 0 | 0 | 0 | 0 | 0 | 0 | 0 | 0 | 0 | 0 | 0 | 0 | 0 | 0
Wayne Water District Purchase | 1.0295 | 2 | 0 |  | 15437 | 0.732 | 0.1767 | 0 | 0 | 0.1096 | 0.01125 | 47.4185 | 17915 | 20791 | 24129 | 28003 | 32499 | Wayne | 0.8495 | 0.9859 | 1.1442 | 1.3279 | 1.541 | 0.2051 | 0.238 | 0.2762 | 0.3205 | 0.372 | 0 | 0 | 0 | 0 | 0 | 0 | 0 | 0 | 0 | 0 | 0.1096 | 0.1096 | 0.1096 | 0.1096 | 0.1096 | 0.0109 | 0.0124 | 0.0143 | 0.0164 | 0.0189 | 0 | 0 | 0 | 0 | 0 | 0 | 0 | 0 | 0 | 0 | 2 | 2 | 2 | 2 | 2 | 0 | 0 | 0 | 0 | 0
Wayne Water Districts | 4.0232 | 6.1679 | 1.3776 |  | 37651 | 1.9074 | 0.3844 | 0 | 0 | 0.3466 | 0.0071256 | 50.66 | 43696 | 50710 | 58852 | 68300 | 79264 | Wayne | 2.2136 | 2.569 | 2.9814 | 3.4601 | 4.0155 | 0.4461 | 0.5177 | 0.6008 | 0.6973 | 0.8093 | 0 | 0 | 0 | 0 | 0 | 0 | 0 | 0 | 0 | 0 | 0.4022 | 0.4668 | 0.5418 | 0.6287 | 0.7297 | 0.1578 | 0.1832 | 0.2126 | 0.2467 | 0.2863 | 0 | 0 | 0 | 0 | 0 | 0 | 0 | 0 | 0 | 0 | 3.65 | 3.65 | 3.65 | 3.65 | 3.65 | 2.7124 | 2.7124 | 2.7124 | 2.7124 | 2.7124
Waynesville | 3.3484 | 10.5 | 0.50404 |  | 17000 | 0.651 | 0.323 | 0.656 | 0 | 0.065 | 1.1494 | 38.2941 | 19000 | 20800 | 22600 | 24500 | 26000 | Haywood | 0.75 | 0.81 | 0.9 | 0.98 | 1.05 | 0.35 | 0.39 | 0.42 | 0.44 | 0.46 | 0.69 | 0.72 | 0.76 | 0.8 | 0.84 | 0 | 0 | 0 | 0 | 0 | 0.065 | 0.069 | 0.072 | 0.075 | 0.079 | 1.5 | 1.6 | 1.7 | 1.8 | 1.9 | 0 | 0 | 0 | 0 | 0 | 0 | 0 | 0 | 0 | 0 | 0 | 0 | 0 | 0 | 0 | 1.05 | 1.05 | 1.05 | 1.05 | 1.05
Weaverville | 0.60308 | 1.5 | 0 |  | 7050 | 0.312 | 0.065 | 0.03 | 0.012 | 0.1 | 0.084083 | 44.2553 | 8050 | 9050 | 10050 | 11050 | 12050 | Buncombe | 0.412 | 0.512 | 0.56 | 0.66 | 0.77 | 0.08 | 0.09 | 0.1053 | 0.1153 | 0.1253 | 0.05 | 0.06 | 0.065 | 0.075 | 0.085 | 0.04 | 0.05 | 0.052 | 0.062 | 0.072 | 0.101 | 0.103 | 0.104 | 0.105 | 0.106 | 0.1086 | 0.1296 | 0.1409 | 0.1617 | 0.1841 | 1.5 | 1.5 | 1.5 | 1.5 | 1.5 | 0 | 0 | 0 | 0 | 0 | 0 | 0 | 0 | 0 | 0 | 0 | 0 | 0 | 0 | 0
Weldon | 1.1243 | 14 | 0.902 |  | 1470 | 0.055 | 0.06 | 0 | 0 | 0.026 | 0.081333 | 37.415 | 1462 | 1457 | 1449 | 1445 | 1428 | Halifax | 0.055 | 0.054 | 0.054 | 0.053 | 0.052 | 0.06 | 0.059 | 0.058 | 0.058 | 0.057 | 0 | 0 | 0 | 0 | 0 | 0 | 0 | 0 | 0 | 0 | 0.026 | 0.027 | 0.028 | 0.028 | 0.029 | 0.0804 | 0.0798 | 0.0798 | 0.0793 | 0.0787 | 0 | 0 | 0 | 0 | 0 | 0 | 0 | 0 | 0 | 0 | 0 | 0 | 0 | 0 | 0 | 1.038 | 1.038 | 1.038 | 1.038 | 1.038
West Carteret Water Corporation | 1.1335 | 3.3264 | 0 |  | 17512 | 0.809 | 0.106 | 0 | 0.037 | 0.198 | -0.016458 | 46.1969 | 18300 | 19200 | 19900 | 20900 | 21800 | Carteret | 0.845 | 0.883 | 0.923 | 0.964 | 1.008 | 0.111 | 0.116 | 0.121 | 0.126 | 0.132 | 0 | 0 | 0 | 0 | 0 | 0.039 | 0.041 | 0.042 | 0.044 | 0.046 | 0.103 | 0.108 | 0.113 | 0.118 | 0.123 | 0.0843 | 0.0881 | 0.0921 | 0.0961 | 0.1005 | 0.432 | 0.432 | 0.432 | 0.432 | 0.432 | 0 | 0 | 0 | 0 | 0 | 0 | 0 | 0 | 0 | 0 | 0 | 0 | 0 | 0 | 0
West Iredell Water Company | 0.3675 | 1.2 | 0 |  | 5926 | 0.278 | 0.01 | 0.017 | 0.013 | 0.009 | 0.0405 | 46.9119 | 7711 | 9253 | 11104 | 13325 | 15590 | Iredell | 0.368 | 0.434 | 0.512 | 0.604 | 0.694 | 0.008 | 0.009 | 0.011 | 0.013 | 0.015 | 0.008 | 0.009 | 0.011 | 0.013 | 0.015 | 0.021 | 0.025 | 0.03 | 0.035 | 0.04 | 0.003 | 0.004 | 0.004 | 0.004 | 0.004 | 0.0524 | 0.0618 | 0.073 | 0.0859 | 0.0986 | 0 | 0 | 0 | 0 | 0 | 0 | 0 | 0 | 0 | 0 | 1 | 1 | 1 | 1 | 1 | 0 | 0 | 0 | 0 | 0
West Jefferson | 0.20759 | 0.7064 | 0 |  | 1305 | 0.0576 | 0.0582 | 0.0293 | 0 | 0.015 | 0.047492 | 44.1379 | 1370 | 1438 | 1509 | 1584 | 1663 | Ashe | 0.0586 | 0.0615 | 0.0646 | 0.0678 | 0.0712 | 0.0609 | 0.0639 | 0.0671 | 0.0705 | 0.074 | 0.0307 | 0.0322 | 0.0338 | 0.0355 | 0.0373 | 0 | 0 | 0 | 0 | 0 | 0.0158 | 0.0165 | 0.0174 | 0.0182 | 0.0191 | 0.0519 | 0.0544 | 0.0572 | 0.06 | 0.063 | 0 | 0 | 0 | 0 | 0 | 0 | 0 | 0 | 0 | 0 | 0 | 0 | 0 | 0 | 0 | 0 | 0 | 0 | 0 | 0
West Wilkes Water Association | 0.88334 | 2.17 | 0.027074 |  | 12202 | 0.5541 | 0.0918 | 0 | 0.0111 | 0.04 | 0.15927 | 45.4106 | 12324 | 12477 | 12601 | 12727 | 12930 | Wilkes | 0.5964 | 0.6024 | 0.6084 | 0.6145 | 0.6206 | 0.0991 | 0.0991 | 0.01 | 0.101 | 0.102 | 0 | 0 | 0 | 0 | 0 | 0.0112 | 0.0113 | 0.0114 | 0.0016 | 0.0017 | 0.0455 | 0.046 | 0.0465 | 0.047 | 0.0476 | 0.1217 | 0.1228 | 0.1094 | 0.1236 | 0.1249 | 0 | 0 | 0 | 0 | 0 | 0 | 0 | 0 | 0 | 0 | 2.17 | 2.17 | 2.17 | 2.17 | 2.17 | 0.016 | 0.016 | 0.016 | 0.016 | 0.016
Western Carolina University | 0.22862 | 12 | 0 |  | 7800 | 0 | 0 | 0 | 0.203 | 0.009 | 0.016625 | 0 | 9600 | 11200 | 12900 | 14440 | 15800 | Jackson | 0 | 0 | 0 | 0 | 0 | 0 | 0 | 0 | 0 | 0 | 0 | 0 | 0 | 0 | 0 | 0.288 | 0.336 | 0.387 | 0.432 | 0.474 | 0.01 | 0.011 | 0.012 | 0.013 | 0.014 | 0.0251 | 0.032 | 0.0389 | 0.0457 | 0.0526 | 0 | 0 | 0 | 0 | 0 | 0 | 0 | 0 | 0 | 0 | 0 | 0 | 0 | 0 | 0 | 0 | 0 | 0 | 0 | 0
Whispering Pines | 0.27997 | 0.6 | 0 |  | 4027 | 0.2559 | 0.0062 | 0 | 0 | 0.015 | 0.0028667 | 63.5461 | 4408 | 4836 | 5307 | 5823 | 6347 | Moore | 0.273 | 0.3 | 0.329 | 0.361 | 0.393 | 0.008 | 0.009 | 0.009 | 0.01 | 0.01 | 0 | 0 | 0 | 0 | 0 | 0 | 0 | 0 | 0 | 0 | 0.025 | 0.026 | 0.028 | 0.03 | 0.0305 | 0.0376 | 0.0411 | 0.0449 | 0.0492 | 0.0531 | 0 | 0 | 0 | 0 | 0 | 0 | 0 | 0 | 0 | 0 | 0.6 | 0.6 | 0.6 | 0.6 | 0.6 | 0 | 0 | 0 | 0 | 0
Whitakers | 0.073442 | 0.1 | 0 |  | 869 | 0 | 0 | 0 | 0 | 0 | 0.073442 | 0 | 802 | 812 | 822 | 832 | 0 | Edgecombe | 0.05 | 0.051 | 0.052 | 0.053 | 0 | 0.004 | 0.0045 | 0.005 | 0.0055 | 0 | 0 | 0 | 0 | 0 | 0 | 0.0025 | 0.003 | 0.0035 | 0.004 | 0 | 0.0005 | 0.0005 | 0.0005 | 0.0005 | 0 | 0.0037 | 0.0038 | 0.0039 | 0.004 | 0 | 0 | 0 | 0 | 0 | 0 | 0 | 0 | 0 | 0 | 0 | 0.131 | 0.131 | 0.131 | 0.131 | 0.131 | 0 | 0 | 0 | 0 | 0
White Lake | 0.20342 | 0.95 | 0 |  | 862 | 0.113 | 0.02 | 0.006 | 0 | 0.015 | 0.049417 | 131.0905 | 862 | 862 | 862 | 862 | 862 | Bladen | 0.113 | 0.113 | 0.113 | 0.113 | 0.113 | 0.0205 | 0.0205 | 0.0205 | 0.0205 | 0.0205 | 0 | 0 | 0 | 0 | 0 | 0 | 0 | 0 | 0 | 0 | 0 | 0 | 0 | 0 | 0 | 0.0396 | 0.0396 | 0.0396 | 0.0396 | 0.0396 | 0 | 0 | 0 | 0 | 0 | 0 | 0 | 0 | 0 | 0 | 0 | 0 | 0 | 0 | 0 | 0 | 0 | 0 | 0 | 0
Whiteville | 0.95633 | 2.297 | 0.00049315 |  | 5424 | 0.21 | 0.397 | 0.0011 | 0.0449 | 0.1125 | 0.19034 | 38.7168 | 5430 | 5480 | 5540 | 5600 | 5650 | Columbus | 0.234 | 0.2369 | 0.2398 | 0.2428 | 0.2452 | 0.4423 | 0.4508 | 0.4564 | 0.4621 | 0.4678 | 0.0012 | 0.0013 | 0.0014 | 0.0015 | 0.0016 | 0.046 | 0.047 | 0.048 | 0.049 | 0.05 | 0.113 | 0.114 | 0.115 | 0.116 | 0.117 | 0.1109 | 0.1127 | 0.1141 | 0.1155 | 0.1183 | 0 | 0 | 0 | 0 | 0 | 0 | 0 | 0 | 0 | 0 | 0 | 0 | 0 | 0 | 0 | 0 | 0 | 0 | 0 | 0
Whittier SD | ERROR | 0 | 0 |  | #N/A | 0 | 0 | 0 | 0 | 0 | #VALUE! | ERROR | 0 | 0 | 0 | 0 | 0 | Swain | 0 | 0 | 0 | 0 | 0 | 0 | 0 | 0 | 0 | 0 | 0 | 0 | 0 | 0 | 0 | 0 | 0 | 0 | 0 | 0 | 0 | 0 | 0 | 0 | 0 | 0 | 0 | 0 | 0 | 0 | 0 | 0 | 0 | 0 | 0 | 0 | 0 | 0 | 0 | 0 | 0 | 0 | 0 | 0 | 0 | 0 | 0 | 0 | 0 | 0
Wilkesboro | 5.0077 | 16 | 0.79888 |  | 3698 | 0.1693 | 0.1573 | 2.9972 | 0.3422 | 0.1144 | 0.42837 | 45.7815 | 3698 | 3828 | 4211 | 4632 | 5095 | Wilkes | 0.214 | 0.236 | 0.259 | 0.285 | 0.314 | 0.183 | 0.263 | 0.289 | 0.318 | 0.35 | 3.01 | 3.161 | 3.319 | 3.4 | 3.412 | 0.05 | 0.0512 | 0.052 | 0.0524 | 0.053 | 0.115 | 0.12 | 0.125 | 0.13 | 0.135 | 0.2503 | 0.446 | 0.473 | 0.501 | 0.532 | 16 | 16 | 16 | 16 | 16 | 0 | 0 | 0 | 0 | 0 | 0.016 | 0.016 | 0.016 | 0.016 | 0.016 | 1.17 | 1.17 | 1.17 | 1.17 | 1.17
Williamston | 0.56629 | 1.2147 | 0 |  | 8200 | 0.3037 | 0.128 | 0.0006 | 0.0124 | 0.0276 | 0.093992 | 37.0366 | 8600 | 8800 | 9000 | 9200 | 9300 | Martin | 0.34 | 0.36 | 0.38 | 0.4 | 0.41 | 0.19 | 0.195 | 0.2 | 0.205 | 0.21 | 0.0095 | 0.01 | 0.01 | 0.0105 | 0.0105 | 0.035 | 0.035 | 0.04 | 0.04 | 0.0425 | 0.025 | 0.026 | 0.027 | 0.028 | 0.029 | 0.1202 | 0.1255 | 0.1317 | 0.137 | 0.1408 | 0 | 0 | 0 | 0 | 0 | 0 | 0 | 0 | 0 | 0 | 0.945 | 0.945 | 0.945 | 0.945 | 0.945 | 0 | 0 | 0 | 0 | 0
Wilson | 8.8773 | 28.9 | 0.66099 |  | 53000 | 2.64 | 0.99 | 1.62 | 0.04 | 1.8 | 1.1263 | 49.8113 | 55000 | 57000 | 59000 | 61000 | 63000 | Wilson | 2.74 | 2.84 | 2.94 | 3.04 | 3.14 | 1.03 | 1.07 | 1.11 | 1.15 | 1.19 | 1.16 | 1.2 | 1.25 | 1.3 | 1.35 | 0.04 | 0.04 | 0.04 | 0.05 | 0.05 | 1.7 | 1.7 | 1.7 | 1.7 | 1.7 | 1.0381 | 1.0661 | 1.0957 | 1.1268 | 1.1564 | 0 | 0 | 0 | 0 | 0 | 0 | 0 | 0 | 0 | 0 | 0 | 0 | 0 | 0 | 0 | 1.851 | 0.351 | 0 | 0 | 0
Wilson County SEWD | ERROR | 0.329 | 0 |  | 0 | 0 | 0 | 0 | 0 | 0 | #VALUE! | ERROR | 0 | 0 | 0 | 0 | 0 | Wilson | 0 | 0 | 0 | 0 | 0 | 0 | 0 | 0 | 0 | 0 | 0 | 0 | 0 | 0 | 0 | 0 | 0 | 0 | 0 | 0 | 0 | 0 | 0 | 0 | 0 | 0 | 0 | 0 | 0 | 0 | 0 | 0 | 0 | 0 | 0 | 0 | 0 | 0 | 0 | 0 | 0.329 | 0.329 | 0.329 | 0.329 | 0.329 | 0 | 0 | 0 | 0 | 0
Wilson County SWWD | ERROR | 0.721 | 0 |  | 0 | 0 | 0 | 0 | 0 | 0 | #VALUE! | ERROR | 0 | 0 | 0 | 0 | 0 | Wilson | 0 | 0 | 0 | 0 | 0 | 0 | 0 | 0 | 0 | 0 | 0 | 0 | 0 | 0 | 0 | 0 | 0 | 0 | 0 | 0 | 0 | 0 | 0 | 0 | 0 | 0 | 0 | 0 | 0 | 0 | 0 | 0 | 0 | 0 | 0 | 0 | 0 | 0 | 0 | 0 | 0.721 | 0.721 | 0.721 | 0.721 | 0.721 | 0.036 | 0.036 | 0.036 | 0.036 | 0.036
Windsor | 0.27733 | 0.958 | 0 |  | 2523 | 0.133 | 0.04 | 0.02 | 0.032 | 0.03 | 0.022333 | 52.715 | 2480 | 2277 | 2109 | 1953 | 1809 | Bertie | 0.12 | 0.1111 | 0.1028 | 0.0951 | 0.088 | 0.0361 | 0.0334 | 0.0309 | 0.0286 | 0.0265 | 0.02 | 0.02 | 0.02 | 0.02 | 0.02 | 0.0289 | 0.0267 | 0.0247 | 0.0229 | 0.0212 | 0.03 | 0.03 | 0.03 | 0.03 | 0.03 | 0.0203 | 0.0191 | 0.018 | 0.017 | 0.016 | 0 | 0 | 0 | 0 | 0 | 0 | 0 | 0 | 0 | 0 | 0 | 0 | 0 | 0 | 0 | 0 | 0 | 0 | 0 | 0
Wingate | 0.26418 | 0.7 | 0 |  | 3950 | 0.1158 | 0.0279 | 0.0159 | 0.0913 | 0.001 | 0.012283 | 29.3165 | 4835 | 5802 | 6962 | 8355 | 10025 | Union | 0.182 | 0.218 | 0.262 | 0.314 | 0.377 | 0.0168 | 0.0212 | 0.0252 | 0.0302 | 0.0362 | 0.0001 | 0.0001 | 0.0001 | 0.0002 | 0.0002 | 0.084 | 0.1008 | 0.121 | 0.1452 | 0.1742 | 0.001 | 0.001 | 0.0012 | 0.0014 | 0.0016 | 0.0349 | 0.0419 | 0.0502 | 0.0602 | 0.0722 | 0 | 0 | 0 | 0 | 0 | 0 | 0 | 0 | 0 | 0 | 0.7 | 0.7 | 0.7 | 0.7 | 0.7 | 0 | 0 | 0 | 0 | 0
Winterville, Town of | ERROR | 0.2475 | 0 |  | #N/A | 0 | 0 | 0 | 0 | 0 | #VALUE! | ERROR | 0 | 0 | 0 | 0 | 0 | Pitt | 0 | 0 | 0 | 0 | 0 | 0 | 0 | 0 | 0 | 0 | 0 | 0 | 0 | 0 | 0 | 0 | 0 | 0 | 0 | 0 | 0 | 0 | 0 | 0 | 0 | 0 | 0 | 0 | 0 | 0 | 0 | 0 | 0 | 0 | 0 | 0 | 0 | 0 | 0 | 0 | 0 | 0 | 0 | 0 | 0 | 0 | 0 | 0 | 0 | 0
Winton | 0.065 | 0.514 | 0 |  | 756 | 0.036 | 0.004 | 0.01 | 0.004 | 0 | 0.011 | 47.619 | 756 | 756 | 756 | 756 | 756 | Hertford | 0.036 | 0.036 | 0.036 | 0.036 | 0.036 | 0.004 | 0.004 | 0.004 | 0.004 | 0.004 | 0.01 | 0.01 | 0.01 | 0.01 | 0.01 | 0.004 | 0.004 | 0.004 | 0.004 | 0.004 | 0 | 0 | 0 | 0 | 0 | 0.0091 | 0.0091 | 0.0091 | 0.0091 | 0.0091 | 0 | 0 | 0 | 0 | 0 | 0 | 0 | 0 | 0 | 0 | 0 | 0 | 0 | 0 | 0 | 0 | 0 | 0 | 0 | 0
Woodfin Sanitary Water and Sewer District | 1.046 | 1.66 | 0 |  | 9500 | 0.725 | 0.12 | 0.025 | 0.04 | 0.03 | 0.106 | 76.3158 | 10000 | 12000 | 13000 | 14000 | 15000 | Buncombe | 0.77 | 0.82 | 0.87 | 0.92 | 0.94 | 0.125 | 0.125 | 0.125 | 0.13 | 0.13 | 0.03 | 0.03 | 0.03 | 0.03 | 0.03 | 0.04 | 0.04 | 0.04 | 0.04 | 0.04 | 0.042 | 0.042 | 0.045 | 0.045 | 0.045 | 0.071 | 0.075 | 0.078 | 0.082 | 0.085 | 0 | 0 | 0 | 0 | 0 | 0 | 0 | 0 | 0 | 0 | 1 | 1 | 1 | 1 | 1 | 0 | 0 | 0 | 0 | 0
Woodland | 0.066667 | 0.162 | 0 |  | 767 | 0.0453 | 0.0016 | 0 | 0.0004 | 0.001 | 0.018367 | 59.0613 | 780 | 811 | 843 | 876 | 911 | Northampton | 0.0436 | 0.0453 | 0.0471 | 0.0489 | 0.0508 | 0.0001 | 0.0001 | 0.0001 | 0.0001 | 0.0001 | 0 | 0 | 0 | 0 | 0 | 0.0001 | 0.0001 | 0.0001 | 0.0001 | 0.0001 | 0.001 | 0.001 | 0.001 | 0.001 | 0.001 | 0.0237 | 0.0246 | 0.0256 | 0.0265 | 0.0275 | 0 | 0 | 0 | 0 | 0 | 0 | 0 | 0 | 0 | 0 | 0 | 0 | 0 | 0 | 0 | 0 | 0 | 0 | 0 | 0
Wrightsville Beach | 0.837 | 1.771 | 0 |  | 2546 | 0.4297 | 0.3634 | 0 | 0.0009 | 0.001 | 0.042 | 168.7745 | 2600 | 2700 | 2700 | 2700 | 2700 | New Hanover | 0.49 | 0.495 | 0.495 | 0.495 | 0.495 | 0.365 | 0.37 | 0.37 | 0.037 | 0.37 | 0 | 0 | 0 | 0 | 0 | 0.001 | 0.001 | 0.001 | 0.001 | 0.001 | 0.001 | 0.001 | 0.001 | 0.001 | 0.001 | 0.053 | 0.0537 | 0.0537 | 0.033 | 0.0537 | 0 | 0 | 0 | 0 | 0 | 0 | 0 | 0 | 0 | 0 | 0 | 0 | 0 | 0 | 0 | 0 | 0 | 0 | 0 | 0
Yadkin County - East Bend | 0.051983 | 2 | 0.0468 |  | 92 | 0.0022 | 0.0005 | 0 | 0.0007 | 0.0001 | 0.0016833 | 23.913 | 74 | 81 | 89 | 98 | 100 | Yadkin | 0.002 | 0.0022 | 0.0024 | 0.0027 | 0.0027 | 0.0004 | 0.0004 | 0.0004 | 0.0004 | 0.0004 | 0 | 0 | 0 | 0 | 0 | 0.0006 | 0.0006 | 0.0007 | 0.0007 | 0.0007 | 0.0001 | 0.0001 | 0.0001 | 0.0001 | 0.0001 | 0.03 | 0.03 | 0.03 | 0.03 | 0.03 | 0 | 0 | 0 | 0 | 0 | 0 | 0 | 0 | 0 | 0 | 2 | 2 | 2 | 2 | 2 | 1 | 1 | 1 | 1 | 1
Yadkin County - Hwy 21 | 0.0417 | 0.2 | 0 |  | 279 | 0.0077 | 0.005 | 0.0049 | 0.0066 | 0.014 | 0.0035 | 27.5986 | 290 | 300 | 310 | 320 | 330 | Yadkin | 0.008 | 0.009 | 0.01 | 0.011 | 0.012 | 0.006 | 0.007 | 0.008 | 0.009 | 0.01 | 0.005 | 0.007 | 0.009 | 0.011 | 0.013 | 0.007 | 0.0075 | 0.008 | 0.0085 | 0.009 | 0.0135 | 0.014 | 0.0145 | 0.015 | 0.0155 | 0.0015 | 0.0015 | 0.0015 | 0.0015 | 0.0015 | 0 | 0 | 0 | 0 | 0 | 0 | 0 | 0 | 0 | 0 | 0.2 | 0.2 | 0.2 | 0.2 | 0.2 | 0 | 0 | 0 | 0 | 0
Yadkinville | 0.85592 | 1.7 | 0 |  | 2938 | 0.153 | 0.086 | 0.262 | 0.057 | 0.156 | 0.14192 | 52.0762 | 2950 | 3000 | 3050 | 3090 | 4015 | Yadkin | 0.13 | 0.132 | 0.134 | 0.134 | 0.137 | 0.087 | 0.089 | 0.091 | 0.1 | 0.1025 | 0.28 | 0.282 | 0.284 | 0.284 | 0.287 | 0.065 | 0.068 | 0.071 | 0.0715 | 0.0735 | 0.156 | 0.157 | 0.158 | 0.158 | 0.16 | 0.1594 | 0.1617 | 0.1639 | 0.166 | 0.1688 | 0 | 0 | 0 | 0 | 0 | 0 | 0 | 0 | 0 | 0 | 0 | 0 | 0 | 0 | 0 | 0 | 0 | 0 | 0 | 0
Yanceyville | 0.43658 | 6.3 | 0 |  | 2248 | 0.0642 | 0.0254 | 0.0018 | 0.1535 | 0.1 | 0.091683 | 28.5587 | 2400 | 2400 | 2450 | 2450 | 2450 | Caswell | 0.065 | 0.065 | 0.065 | 0.065 | 0.065 | 0.0255 | 0.0255 | 0.0255 | 0.0255 | 0.0255 | 0.005 | 0.006 | 0.006 | 0.007 | 0.07 | 0.15 | 0.15 | 0.15 | 0.15 | 0.15 | 0.1 | 0.1 | 0.1 | 0.1 | 0.1 | 0.07 | 0.07 | 0.071 | 0.071 | 0.072 | 0 | 0 | 0 | 0 | 0 | 0 | 0 | 0 | 0 | 0 | 0 | 0 | 0 | 0 | 0 | 0 | 0 | 0 | 0 | 0
#REF! | #REF! | #REF! | #REF! |  | #REF! | #REF! | #REF! | #REF! | #REF! | #REF! | #REF! | #REF! | #REF! | #REF! | #REF! | #REF! | #REF! | #REF! | #REF! | #REF! | #REF! | #REF! | #REF! | #REF! | #REF! | #REF! | #REF! | #REF! | #REF! | #REF! | #REF! | #REF! | #REF! | #REF! | #REF! | #REF! | #REF! | #REF! | #REF! | #REF! | #REF! | #REF! | #REF! | #REF! | #REF! | #REF! | #REF! | #REF! | #REF! | #REF! | #REF! | #REF! | #REF! | #REF! | #REF! | #REF! | #REF! | #REF! | #REF! | #REF! | #REF! | #REF! | #REF! | #REF! | #REF! | #REF! | #REF! | #REF!
#REF! | #REF! | #REF! | #REF! |  | #REF! | #REF! | #REF! | #REF! | #REF! | #REF! | #REF! | #REF! | #REF! | #REF! | #REF! | #REF! | #REF! | #REF! | #REF! | #REF! | #REF! | #REF! | #REF! | #REF! | #REF! | #REF! | #REF! | #REF! | #REF! | #REF! | #REF! | #REF! | #REF! | #REF! | #REF! | #REF! | #REF! | #REF! | #REF! | #REF! | #REF! | #REF! | #REF! | #REF! | #REF! | #REF! | #REF! | #REF! | #REF! | #REF! | #REF! | #REF! | #REF! | #REF! | #REF! | #REF! | #REF! | #REF! | #REF! | #REF! | #REF! | #REF! | #REF! | #REF! | #REF! | #REF! | #REF! | #REF!
#REF! | #REF! | #REF! | #REF! |  | #REF! | #REF! | #REF! | #REF! | #REF! | #REF! | #REF! | #REF! | #REF! | #REF! | #REF! | #REF! | #REF! | #REF! | #REF! | #REF! | #REF! | #REF! | #REF! | #REF! | #REF! | #REF! | #REF! | #REF! | #REF! | #REF! | #REF! | #REF! | #REF! | #REF! | #REF! | #REF! | #REF! | #REF! | #REF! | #REF! | #REF! | #REF! | #REF! | #REF! | #REF! | #REF! | #REF! | #REF! | #REF! | #REF! | #REF! | #REF! | #REF! | #REF! | #REF! | #REF! | #REF! | #REF! | #REF! | #REF! | #REF! | #REF! | #REF! | #REF! | #REF! | #REF! | #REF! | #REF!
#REF! | #REF! | #REF! | #REF! |  | #REF! | #REF! | #REF! | #REF! | #REF! | #REF! | #REF! | #REF! | #REF! | #REF! | #REF! | #REF! | #REF! | #REF! | #REF! | #REF! | #REF! | #REF! | #REF! | #REF! | #REF! | #REF! | #REF! | #REF! | #REF! | #REF! | #REF! | #REF! | #REF! | #REF! | #REF! | #REF! | #REF! | #REF! | #REF! | #REF! | #REF! | #REF! | #REF! | #REF! | #REF! | #REF! | #REF! | #REF! | #REF! | #REF! | #REF! | #REF! | #REF! | #REF! | #REF! | #REF! | #REF! | #REF! | #REF! | #REF! | #REF! | #REF! | #REF! | #REF! | #REF! | #REF! | #REF! | #REF!
#REF! | #REF! | #REF! | #REF! |  | #REF! | #REF! | #REF! | #REF! | #REF! | #REF! | #REF! | #REF! | #REF! | #REF! | #REF! | #REF! | #REF! | #REF! | #REF! | #REF! | #REF! | #REF! | #REF! | #REF! | #REF! | #REF! | #REF! | #REF! | #REF! | #REF! | #REF! | #REF! | #REF! | #REF! | #REF! | #REF! | #REF! | #REF! | #REF! | #REF! | #REF! | #REF! | #REF! | #REF! | #REF! | #REF! | #REF! | #REF! | #REF! | #REF! | #REF! | #REF! | #REF! | #REF! | #REF! | #REF! | #REF! | #REF! | #REF! | #REF! | #REF! | #REF! | #REF! | #REF! | #REF! | #REF! | #REF! | #REF!
#REF! | #REF! | #REF! | #REF! |  | #REF! | #REF! | #REF! | #REF! | #REF! | #REF! | #REF! | #REF! | #REF! | #REF! | #REF! | #REF! | #REF! | #REF! | #REF! | #REF! | #REF! | #REF! | #REF! | #REF! | #REF! | #REF! | #REF! | #REF! | #REF! | #REF! | #REF! | #REF! | #REF! | #REF! | #REF! | #REF! | #REF! | #REF! | #REF! | #REF! | #REF! | #REF! | #REF! | #REF! | #REF! | #REF! | #REF! | #REF! | #REF! | #REF! | #REF! | #REF! | #REF! | #REF! | #REF! | #REF! | #REF! | #REF! | #REF! | #REF! | #REF! | #REF! | #REF! | #REF! | #REF! | #REF! | #REF! | #REF!
#REF! | #REF! | #REF! | #REF! |  | #REF! | #REF! | #REF! | #REF! | #REF! | #REF! | #REF! | #REF! | #REF! | #REF! | #REF! | #REF! | #REF! | #REF! | #REF! | #REF! | #REF! | #REF! | #REF! | #REF! | #REF! | #REF! | #REF! | #REF! | #REF! | #REF! | #REF! | #REF! | #REF! | #REF! | #REF! | #REF! | #REF! | #REF! | #REF! | #REF! | #REF! | #REF! | #REF! | #REF! | #REF! | #REF! | #REF! | #REF! | #REF! | #REF! | #REF! | #REF! | #REF! | #REF! | #REF! | #REF! | #REF! | #REF! | #REF! | #REF! | #REF! | #REF! | #REF! | #REF! | #REF! | #REF! | #REF! | #REF!
#REF! | #REF! | #REF! | #REF! |  | #REF! | #REF! | #REF! | #REF! | #REF! | #REF! | #REF! | #REF! | #REF! | #REF! | #REF! | #REF! | #REF! | #REF! | #REF! | #REF! | #REF! | #REF! | #REF! | #REF! | #REF! | #REF! | #REF! | #REF! | #REF! | #REF! | #REF! | #REF! | #REF! | #REF! | #REF! | #REF! | #REF! | #REF! | #REF! | #REF! | #REF! | #REF! | #REF! | #REF! | #REF! | #REF! | #REF! | #REF! | #REF! | #REF! | #REF! | #REF! | #REF! | #REF! | #REF! | #REF! | #REF! | #REF! | #REF! | #REF! | #REF! | #REF! | #REF! | #REF! | #REF! | #REF! | #REF! | #REF!
#REF! | #REF! | #REF! | #REF! |  | #REF! | #REF! | #REF! | #REF! | #REF! | #REF! | #REF! | #REF! | #REF! | #REF! | #REF! | #REF! | #REF! | #REF! | #REF! | #REF! | #REF! | #REF! | #REF! | #REF! | #REF! | #REF! | #REF! | #REF! | #REF! | #REF! | #REF! | #REF! | #REF! | #REF! | #REF! | #REF! | #REF! | #REF! | #REF! | #REF! | #REF! | #REF! | #REF! | #REF! | #REF! | #REF! | #REF! | #REF! | #REF! | #REF! | #REF! | #REF! | #REF! | #REF! | #REF! | #REF! | #REF! | #REF! | #REF! | #REF! | #REF! | #REF! | #REF! | #REF! | #REF! | #REF! | #REF! | #REF!
#REF! | #REF! | #REF! | #REF! |  | #REF! | #REF! | #REF! | #REF! | #REF! | #REF! | #REF! | #REF! | #REF! | #REF! | #REF! | #REF! | #REF! | #REF! | #REF! | #REF! | #REF! | #REF! | #REF! | #REF! | #REF! | #REF! | #REF! | #REF! | #REF! | #REF! | #REF! | #REF! | #REF! | #REF! | #REF! | #REF! | #REF! | #REF! | #REF! | #REF! | #REF! | #REF! | #REF! | #REF! | #REF! | #REF! | #REF! | #REF! | #REF! | #REF! | #REF! | #REF! | #REF! | #REF! | #REF! | #REF! | #REF! | #REF! | #REF! | #REF! | #REF! | #REF! | #REF! | #REF! | #REF! | #REF! | #REF! | #REF!
#REF! | #REF! | #REF! | #REF! |  | #REF! | #REF! | #REF! | #REF! | #REF! | #REF! | #REF! | #REF! | #REF! | #REF! | #REF! | #REF! | #REF! | #REF! | #REF! | #REF! | #REF! | #REF! | #REF! | #REF! | #REF! | #REF! | #REF! | #REF! | #REF! | #REF! | #REF! | #REF! | #REF! | #REF! | #REF! | #REF! | #REF! | #REF! | #REF! | #REF! | #REF! | #REF! | #REF! | #REF! | #REF! | #REF! | #REF! | #REF! | #REF! | #REF! | #REF! | #REF! | #REF! | #REF! | #REF! | #REF! | #REF! | #REF! | #REF! | #REF! | #REF! | #REF! | #REF! | #REF! | #REF! | #REF! | #REF! | #REF!
#REF! | #REF! | #REF! | #REF! |  | #REF! | #REF! | #REF! | #REF! | #REF! | #REF! | #REF! | #REF! | #REF! | #REF! | #REF! | #REF! | #REF! | #REF! | #REF! | #REF! | #REF! | #REF! | #REF! | #REF! | #REF! | #REF! | #REF! | #REF! | #REF! | #REF! | #REF! | #REF! | #REF! | #REF! | #REF! | #REF! | #REF! | #REF! | #REF! | #REF! | #REF! | #REF! | #REF! | #REF! | #REF! | #REF! | #REF! | #REF! | #REF! | #REF! | #REF! | #REF! | #REF! | #REF! | #REF! | #REF! | #REF! | #REF! | #REF! | #REF! | #REF! | #REF! | #REF! | #REF! | #REF! | #REF! | #REF! | #REF!

## Projections (hidden)
Year Round Population Projection (Simple Method) | [6 empty] | Current Year
Plan Year (Stops at 2050) | 0 | ERROR | ERROR | ERROR | ERROR | ERROR | 2022
Population | 0 | 0 | 0 | 0 | 0 | 0
Projected Annual Growth Rate |  | ERROR | ERROR | ERROR | ERROR | ERROR
Annual Growth Rate | ERROR | ERROR | ERROR | ERROR | ERROR | ERROR
Projected Population | ERROR | ---- | ---- | ---- | ---- | ----
Residential Water Demand Projection (Simple Method)
| 0 | ERROR | ERROR | ERROR | ERROR | ERROR
Demand (MGD) | 0 | 0 | 0 | 0 | 0 | 0
Projected Annual Growth Rate |  | ERROR | ERROR | ERROR | ERROR | ERROR
Annual Growth Rate | ERROR | ERROR | ERROR | ERROR | ERROR | ERROR
Projected Demand (MGD) | ERROR | ---- | ---- | ---- | ---- | ----
Commercial Water Demand Projection (Compound Method)
| 0 | ERROR | ERROR | ERROR | ERROR | ERROR
Demand (MGD) | 0 | 0 | 0 | 0 | 0 | 0
Projected Annual Growth Rate |  | ERROR | ERROR | ERROR | ERROR | ERROR
Annual Growth Rate | 2.1% | 2.1% | 2.1% | 2.1% | 2.1% | 2.1%
Projected Demand (MGD) | ERROR | ---- | ---- | ---- | ---- | ----
Industrial Water Demand Projection (Compound Method)
| 0 | ERROR | ERROR | ERROR | ERROR | ERROR
Demand (MGD) | 0 | 0 | 0 | 0 | 0 | 0
Projected Annual Growth Rate |  | ERROR | ERROR | ERROR | ERROR | ERROR
Annual Growth Rate | 0% | 0% | 0% | 0% | 0% | 0%
Projected Demand (MGD) | ERROR | ---- | ---- | ---- | ---- | ----
Institutional Water Demand Projection (Compound Method)
| 0 | ERROR | ERROR | ERROR | ERROR | ERROR
Demand (MGD) | 0 | 0 | 0 | 0 | 0 | 0
Projected Annual Growth Rate |  | ERROR | ERROR | ERROR | ERROR | ERROR
Annual Growth Rate | 0% | 0% | 0% | 0% | 0% | 0%
Projected Demand (MGD) | ERROR | ---- | ---- | ---- | ---- | ----
Process Water Demand Projection (Compound Method)
| 0 | ERROR | ERROR | ERROR | ERROR | ERROR
Demand (MGD) | 0 | 0 | 0 | 0 | 0 | 0
Projected Annual Growth Rate |  | ERROR | ERROR | ERROR | ERROR | ERROR
Annual Growth Rate | 0% | 0% | 0% | 0% | 0% | 0%
Projected Demand (MGD) | ERROR | ---- | ---- | ---- | ---- | ----
Unaccounted-for Water Demand Projection (Compound Method)
| 0 | ERROR | ERROR | ERROR | ERROR | ERROR
Demand (MGD) | 0 | 0 | 0 | 0 | 0 | 0
Projected Annual Growth Rate |  | ERROR | ERROR | ERROR | ERROR | ERROR
Annual Growth Rate | 0% | 0% | 0% | 0% | 0% | 0%
Projected Demand (MGD) | ERROR | ---- | ---- | ---- | ---- | ----

## Systems (hidden)
PWSID | Name
03-63-020 | Aberdeen
04-46-010 | Ahoskie
02-01-035 | Alamance
01-84-010 | Albemarle
01-02-020 | Alexander County WD
01-20-020 | Andrews
03-43-015 | Angier
03-04-010 | Anson Co
03-04-012 | Ansonville
03-92-045 | Apex
01-95-101 | Appalachian State University
02-76-030 | Archdale
02-76-010 | Asheboro
01-11-010 | Asheville
04-16-035 | Atlantic Beach
04-08-015 | Aulander
04-07-020 | Aurora
03-82-045 | Autryville
04-74-025 | Ayden
03-62-120 | Badin Shores Resort
04-64-035 | Bailey
01-61-015 | Bakersville
04-10-130 | Bald Head Island Utilities
01-06-015 | Banner Elk
04-07-030 | Bath
01-14-025 | Baton Water Corporation
03-92-373 | Bayleaf Master
04-16-010 | Beaufort
04-07-035 | Beaufort Co (Northside)
04-07-040 | Beaufort Co (Southside)
01-95-104 | Beech Mountain
04-07-015 | Belhaven
04-74-045 | Bell Arthur WC
01-36-015 | Belmont
04-71-111 | Belvedere
03-51-025 | Benson
04-08-085 | Bertie County RWS
01-36-025 | Bessemer City
04-31-020 | Beulaville
20-84-006 | Big Lick Road
01-11-030 | Biltmore Forest
03-62-035 | Biscoe
04-98-035 | Black Creek
01-11-020 | Black Mountain
50-09-012 | Bladen Bluffs - LCFWSA
03-09-060 | Bladen Co WD (East Bladen)
03-09-055 | Bladen Co WD (West Bladen)
03-09-015 | Bladenboro
01-95-020 | Blowing Rock
01-97-030 | Blue Ridge WA
04-24-075 | Boardman
04-16-028 | Bogue Banks Water Corp
01-23-025 | Boiling Springs
04-24-050 | Bolton
01-95-010 | Boone
02-99-020 | Boonville
01-81-040 | Bostic
01-60-264 | Bradfield Farms S/D
01-12-103 | Brentwood-Highway 64
01-12-104 | Brentwood-Jamestown Road
01-88-010 | Brevard
01-81-035 | Broad River Water Authority
03-53-015 | Broadway
01-97-035 | Broadway Water Association. Inc.
03-26-127 | Brookwood Community
04-24-040 | Brunswick
04-10-045 | Brunswick County
04-10-070 | Brunswick Regional WSD
01-87-010 | Bryson City
02-35-025 | Bunn
04-71-010 | Burgaw
01-12-065 | Burke County
02-01-010 | Burlington
01-00-010 | Burnsville
10-14-001 | Caldwell Co (Addison Lane)
01-14-048 | Caldwell Co (North)
01-14-047 | Caldwell Co (Southeast)
01-14-045 | Caldwell Co (West)
04-31-045 | Calypso
03-63-040 | Cameron
04-67-041 | Camp Lejeune (Hadnot Point)
04-67-043 | Camp Lejeune (Holcomb Blvd)
04-67-042 | Camp Lejeune (New River Air Station)
04-67-046 | Camp Lejeune (Rifle Range)
03-62-030 | Candor
01-44-015 | Canton
04-65-010 | Cape Fear Public Utility Authority - Wilmington
04-65-015 | Carolina Beach
03-53-101 | Carolina Trace WS
03-63-025 | Carthage
03-92-020 | Cary
40-64-005 | Central Nash WSD
04-24-055 | Cerro Gordo
04-24-020 | Chadbourn
01-60-010 | Charlotte Water
40-19-010 | Chatham County Asbury Water System
03-19-126 | Chatham County North Water System
03-19-050 | Chatham County Southwest Water System
04-25-035 | Cherry Point MCAS
01-36-030 | Cherryville
01-81-107 | Chimney Rock Water Works
01-80-040 | China Grove
04-31-050 | Chinquapin Water Association
04-07-025 | Chocowinity
04-21-015 | Chowan County
02-76-015 | City of Randleman
02-34-010 | City of Winston-Salem
01-18-035 | Claremont
03-09-020 | Clarkton
01-22-010 | Clay Co WSD
03-51-020 | Clayton
01-80-050 | Cleveland
01-23-055 | Cleveland County Water
03-26-332 | Cliffdale West
03-82-010 | Clinton
01-44-025 | Clyde
03-43-020 | Coats
04-46-030 | Cofield
04-89-010 | Columbia
01-75-015 | Columbus
04-24-060 | Columbus Co WSD I
70-24-007 | Columbus Co WSD II
70-24-012 | Columbus Co WSD III
70-24-013 | Columbus Co WSD IV
01-13-010 | Concord
01-81-050 | Concord Community WS
01-88-104 | Connestee Falls
01-18-020 | Conover
04-66-025 | Conway
04-25-045 | Cove City
04-25-055 | Craven County
04-94-020 | Creswell
01-06-010 | Crossnore
04-27-010 | Currituck Co - Mainland
01-36-065 | Dallas
02-79-040 | Dan River Water Inc.
02-85-020 | Danbury
04-28-030 | Dare Co Regional
04-28-035 | Dare Co Rodanthe-Waves-Salvo
04-28-025 | Dare Co. Cape Hatteras
02-29-025 | Davidson Water
02-30-015 | Davie Co
04-54-030 | Deep Run Water Corp
02-29-030 | Denton
02-86-030 | Dobson
04-25-025 | Dover
01-12-045 | Drexel
03-09-025 | Dublin
03-43-010 | Dunn
04-31-085 | Duplin Co
03-32-010 | Durham
40-32-018 | Durham County (Rougemont)
03-09-050 | East Arcadia
02-99-025 | East Bend
50-63-011 | East Moore Water District
01-80-060 | East Spencer
04-74-015 | Eastern Pines Water Corporation
50-26-027 | Eastover Sanitary District
02-79-010 | Eden
04-21-010 | Edenton
04-33-050 | Edgecombe Co WSD
04-70-010 | Elizabeth City
03-09-010 | Elizabethtown
01-06-025 | Elk Park
02-86-020 | Elkin
01-81-038 | Ellenboro
03-77-020 | Ellerbe
04-98-020 | Elm City
02-01-025 | Elon
01-02-015 | Energy United Water
04-42-025 | Enfield Water System
04-59-114 | Everetts
04-24-030 | Fair Bluff
04-25-132 | Fairfield Harbour
01-50-113 | Fairfield Sapphire
03-78-025 | Fairmont
04-31-040 | Faison
01-80-055 | Faith
03-26-035 | Falcon
01-23-035 | Fallston Water System
04-74-020 | Farmville
03-26-010 | Fayetteville
04-25-040 | First Craven Sanitary District
03-51-195 | Flowers Plantation
01-38-101 | Fontana Dam
01-81-010 | Forest City
04-96-060 | Fork Township SD
60-96-002 | Fork Township SD Purchase System
04-74-050 | Fountain
03-51-035 | Four Oaks
03-63-479 | Foxfire Village
01-57-010 | Franklin
02-35-030 | Franklin County Public Utilities
02-76-035 | Franklinville
04-96-025 | Fremont
03-92-055 | Fuquay-Varina
03-82-020 | Garland
04-37-020 | Gates Co
03-83-015 | Gibson (Scotland Co - South WSD)
02-41-025 | Gibsonville
03-26-050 | Godwin
04-96-010 | Goldsboro
03-19-025 | Goldston Gulf SD
02-01-015 | Graham
01-14-030 | Granite Falls
02-01-030 | Green Level
04-40-106 | Greene County RWS
04-31-060 | Greenevers
02-41-010 | Greensboro
04-74-010 | Greenville Utilities Commission
04-74-035 | Grifton
04-74-055 | Grimesland
01-23-030 | Grover
04-42-030 | Halifax
04-42-040 | Halifax County
04-59-025 | Hamilton
03-77-010 | Hamlet Water System
02-29-035 | Handy Sanitary District
04-16-025 | Harkers Island WSD
03-43-045 | Harnett Regional Water System
04-46-040 | Harrellsville
01-13-025 | Harrisburg
04-25-015 | Havelock
02-01-020 | Haw River
01-45-010 | Hendersonville
04-72-010 | Hertford
04-46-045 | Hertford County Rural Water
01-18-010 | Hickory
01-18-040 | Hickory Catawba System
02-41-020 | High Point
01-36-075 | High Shoals
01-57-015 | Highlands
03-68-015 | Hillsborough
04-42-035 | Hobgood
03-47-025 | Hoke County Regional Water System
04-10-060 | Holden Beach
03-92-050 | Holly Springs
04-40-020 | Hookerton
01-58-020 | Hot Springs
04-48-010 | Hyde County
01-12-060 | Icard Township WC
01-49-025 | Iredell Water Corporation
04-66-010 | Jackson
04-67-010 | Jacksonville
02-41-030 | Jamestown
04-59-030 | Jamesville
01-05-015 | Jefferson
03-51-070 | Johnston County
04-52-020 | Jones County Regional Water System
02-99-010 | Jonesville
01-44-035 | Junaluska SD
01-80-065 | Kannapolis
04-31-030 | Kenansville
03-51-030 | Kenly
02-91-010 | Kerr Lake Regional Water
04-28-015 | Kill Devil Hills
02-85-010 | King
01-23-020 | Kings Mountain
04-54-010 | Kinston
04-65-025 | Kure Beach
04-54-015 | La Grange
01-81-020 | Lake Lure
02-35-108 | Lake Royale
01-38-105 | Lake Santeetlah
04-24-045 | Lake Waccamaw
01-60-156 | Lamplighter South/Danby
01-80-038 | Landis
01-05-020 | Lansing
01-45-030 | Laurel Park
03-83-010 | Laurinburg
01-23-045 | Lawndale
50-09-013 | LCFWSA - Kings Bluff
01-14-010 | Lenoir
02-29-010 | Lexington
02-76-025 | Liberty
03-04-025 | Lilesville
03-43-025 | Lillington
01-55-035 | Lincoln County
01-55-010 | Lincolnton
03-26-045 | Linden
01-06-104 | Linville Land Harbor
04-42-028 | Littleton
01-18-025 | Longview
02-35-015 | Louisburg
01-36-060 | Lowell
04-98-030 | Lucama
03-78-010 | Lumberton
04-33-020 | Macclesfield
02-79-030 | Madison
01-44-040 | Maggie Valley SD
04-31-035 | Magnolia
01-18-030 | Maiden
04-28-020 | Manteo
01-56-010 | Marion
01-58-010 | Mars Hill
01-58-015 | Marshall
01-90-015 | Marshville
60-59-015 | Martin County Regional WASA
60-59-018 | Martin County Regional WASA Well
60-59-003 | Martin County WD I
60-59-009 | Martin County WD II
04-40-015 | Maury Sanitary Land District
03-78-035 | Maxton
00-00-008 | Mayberry WSD2
02-79-025 | Mayodan
04-52-010 | Maysville
01-36-045 | McAdenville
10-56-032 | McDowell County
02-01-018 | Mebane
04-16-198 | Merrimon
03-51-045 | Micro
40-51-008 | Micro (County Line)
04-64-050 | Middlesex
02-17-015 | Milton
02-30-010 | Mocksville
01-90-010 | Monroe
03-62-010 | Montgomery Co
01-11-484 | Montreat
03-63-153 | Moore County Public Utilities-Addor
50-63-021 | Moore County Public Utilities-High Falls
03-63-103 | Moore County Public Utilities-Hyland Hills
03-63-108 | Moore County Public Utilities-Pinehurst
03-63-155 | Moore County Public Utilities-Robbins
03-63-117 | Moore County Public Utilities-Seven Lakes
03-63-152 | Moore County Public Utilities-The Carolina
03-63-045 | Moore County Public Utilities-Vass
01-49-015 | Mooresville
01-97-040 | Moravian Falls Water Works
04-16-015 | Morehead City
01-12-015 | Morganton
03-04-040 | Morven
02-86-010 | Mount Airy
03-62-015 | Mount Gilead
01-36-020 | Mount Holly
04-96-015 | Mount Olive
01-13-020 | Mt. Pleasant
01-97-015 | Mulberry Fairplains WA
04-46-015 | Murfreesboro
01-20-010 | Murphy
04-28-010 | Nags Head
40-64-010 | Nash County Area II
04-64-020 | Nashville
04-10-065 | Navassa
60-54-001 | Neuse Regional Water and Sewer Authority
04-25-010 | New Bern
01-06-020 | Newland
04-16-020 | Newport
01-18-015 | Newton
03-82-035 | Newton Grove
02-93-020 | Norlina
04-54-025 | North Lenoir Water Corp.
04-16-197 | North River/ Mill Creek Water System
01-97-010 | North Wilkesboro
04-66-113 | Northampton Co - Gaston
04-66-110 | Northampton Co - Lake Gaston
04-66-108 | Northampton Co - Milwaukee
40-66-001 | Northampton Co - North Gaston
04-66-045 | Northampton Co - Progressive
40-66-002 | Northampton Co - West Jackson
40-64-035 | Northern Nash County
01-84-015 | Norwood
04-10-020 | Oak Island
01-84-020 | Oakboro
04-10-035 | Ocean Isle Beach
04-48-020 | Ocracoke Sanitary District
01-56-025 | Old Fort
50-26-019 | Old North Utility Services, Inc.
04-67-035 | ONWASA
03-68-010 | Orange Water and Sewer Authority
03-68-020 | Orange-Alamance
04-69-020 | Oriental
02-01-123 | Ossipee SD
02-39-010 | Oxford
04-69-025 | Pamlico County Water System
03-78-045 | Parkton
04-59-113 | Parmele
04-70-015 | Pasquotank County
60-70-000 | Pasquotank County - RO
03-04-034 | Peachland
03-78-020 | Pembroke
70-71-011 | Pender County Utilities
04-72-025 | Perquimans County
01-84-025 | Pfeiffer-North Stanly WA
30-76-010 | Piedmont Triad Regional Water Authority
04-96-030 | Pikeville
02-86-025 | Pilot Mountain
04-16-031 | Pine Knoll Shores
03-51-040 | Pine Level
03-63-030 | Pinebluff
04-33-015 | Pinetops
04-54-020 | Pink Hill
03-19-015 | Pittsboro
04-94-010 | Plymouth
10-75-010 | Polk County Water System
20-84-008 | Polk Ford/Renee Ford
03-04-030 | Polkton
04-52-015 | Pollocksville
04-08-040 | Powellsville
03-51-050 | Princeton
04-33-045 | Princeville
03-47-010 | Raeford
03-92-010 | Raleigh
02-76-020 | Ramseur
01-36-034 | Ranlo
03-78-015 | Red Springs
02-79-020 | Reidsville
01-14-035 | Rhodhiss
04-66-020 | Rich Square
03-77-109 | Richmond County
04-25-113 | River Bend
04-42-010 | Roanoke Rapids SD
03-63-015 | Robbins Water System
01-38-010 | Robbinsville
04-59-015 | Robersonville
03-78-055 | Robeson Co
03-77-015 | Rockingham
02-79-050 | Rockingham Co
04-64-010 | Rocky Mount
01-97-050 | Ronda
04-94-015 | Roper
04-31-025 | Rose Hill
03-82-015 | Roseboro
01-88-115 | Rosman
03-78-040 | Rowland
02-73-010 | Roxboro
01-12-055 | Rutherford College
03-82-025 | Salemburg
01-80-010 | Salisbury
01-75-020 | Saluda
03-82-050 | Sampson County WD I - Clinton
03-82-070 | Sampson County WD II - Dunn
50-82-022 | Sampson County WD II - Plainview
70-24-024 | Sandyfield
03-53-010 | Sanford
04-98-040 | Saratoga
01-14-040 | Sawmills
50-83-003 | Scotland County Water (Barnes Bridge)
50-83-005 | Scotland County Water (Gillis Hill)
50-83-004 | Scotland County Water (Malloy Rd)
50-83-030 | Scotland County Water (North)
50-83-035 | Scotland County Water (South)
04-42-015 | Scotland Neck
04-66-035 | Seaboard
02-76-040 | Seagrove-Ulah Metro Water District
03-51-015 | Selma
40-51-009 | Selma - County Line
01-95-118 | Seven Devils
04-66-015 | Severn
04-10-025 | Shallotte
01-18-151 | Shamrock Park Subdivision - City of Claremont
04-64-040 | Sharpsburg
01-23-010 | Shelby
03-19-010 | Siler City
04-98-045 | Sims
03-51-010 | Smithfield
40-51-007 | Smithfield South
04-40-010 | Snow Hill
04-15-015 | South Camden Water and Sewer District
02-39-107 | South Granville Water and Sewer Authority
04-40-105 | South Greene WC
04-15-010 | South Mills
60-15-004 | South Mills Purchase
20-18-004 | Southeastern Catawba Co WD
60-27-001 | Southern Outer Banks Water
03-63-010 | Southern Pines
04-96-045 | Southern Wayne SD
04-10-010 | Southport
01-03-010 | Sparta
04-64-025 | Spring Hope
03-26-020 | Spring Lake
01-61-010 | Spruce Pine
03-78-030 | St Pauls
01-36-035 | Stanley
01-84-035 | Stanly Co
04-98-025 | Stantonsburg
03-62-025 | Star
01-49-010 | Statesville
03-26-030 | Stedman
02-85-025 | Stokes County WASA
04-74-060 | Stokes Regional Water Corporation
02-41-035 | Stokesdale
02-79-035 | Stoneville
02-39-018 | Stovall
60-28-002 | Stumpy Point WSD
01-06-107 | Sugar Mountain
04-71-015 | Surf City
30-01-005 | Swepsonville
04-24-015 | Tabor City
04-33-010 | Tarboro
01-02-010 | Taylorsville
03-63-035 | Taylortown
04-31-044 | Teachey
04-65-199 | The Cape Master
01-49-185 | The Harbour / The Point
02-29-020 | Thomasville
04-71-020 | Topsail Beach
01-49-030 | Troutman
03-62-020 | Troy
01-75-010 | Tryon
01-50-035 | Tuckaseigee WS Authority
03-82-040 | Turkey
01-36-010 | Two Rivers Utilities/Gastonia
04-89-015 | Tyrrell County Water Department
01-90-413 | Union County
04-46-106 | Union Utilities Inc.
01-12-010 | Valdese
40-91-008 | Vance County Water District
04-25-020 | Vanceboro
03-26-040 | Wade
03-04-020 | Wadesboro
03-83-020 | Wagram
04-31-010 | Wallace
02-85-015 | Walnut Cove
04-96-155 | Walnut Creek
04-40-030 | Walstonburg
02-93-015 | Warren County
02-93-010 | Warrenton
04-31-015 | Warsaw
04-07-010 | Washington
04-94-025 | Washington County Water System
01-13-999 | Water and Sewer Authority of Cabarrus
60-96-001 | Wayne Water District Purchase
04-96-065 | Wayne Water Districts
01-44-010 | Waynesville
01-11-025 | Weaverville
04-42-020 | Weldon
04-16-040 | West Carteret Water Corporation
01-49-158 | West Iredell Water Company
01-05-010 | West Jefferson
01-97-020 | West Wilkes Water Association
01-50-116 | Western Carolina University
03-63-112 | Whispering Pines
04-33-040 | Whitakers
03-09-030 | White Lake
04-24-010 | Whiteville
01-87-020 | Whittier SD
01-97-025 | Wilkesboro
04-59-010 | Williamston
04-98-010 | Wilson
40-98-014 | Wilson County SEWD
40-98-012 | Wilson County SWWD
04-08-010 | Windsor
01-90-030 | Wingate
04-74-040 | Winterville, Town of
04-46-020 | Winton
01-11-015 | Woodfin Sanitary Water and Sewer District
04-66-040 | Woodland
04-65-020 | Wrightsville Beach
30-99-034 | Yadkin County - East Bend
30-99-029 | Yadkin County - Hwy 21
02-99-015 | Yadkinville
02-17-010 | Yanceyville
#REF! | #REF!
#REF! | #REF!
#REF! | #REF!
#REF! | #REF!
#REF! | #REF!
#REF! | #REF!
#REF! | #REF!
#REF! | #REF!
#REF! | #REF!
#REF! | #REF!
#REF! | #REF!
#REF! | #REF!
1. Click the "Name" dropdown menu.
2. Start typing system name in the search box.
3. Click OK once the check appears next to your system(s).
4. Record PWSID in the Projections WKSHT (Cell G1).

## Population Overview (hidden)
Population Overview, 2010-2050
Population
County | July 2010 | July 2015 | July 2020 | 2025 | 2030 | 2035 | 2040 | 2045 | 2050
Alamance | 151431 | 156496 | 170698 | 178981 | 188660 | 198339 | 208019 | 217696 | 227378 | Alamance2025 | 178981 | Alamance2035 | 198339 | Alamance2045 | 217696 | Alamance2050 | 227378
Alexander | 37233 | 37548 | 38524 | 39324 | 40286 | 41248 | 42211 | 43172 | 44135 | Alexander2025 | 39324 | Alexander2035 | 41248 | Alexander2045 | 43172 | Alexander2050 | 44135
Alleghany | 11137 | 11230 | 11558 | 11911 | 12302 | 12695 | 13087 | 13479 | 13873 | Alleghany2025 | 11911 | Alleghany2035 | 12695 | Alleghany2045 | 13479 | Alleghany2050 | 13873
Anson | 26852 | 26020 | 23889 | 23527 | 23277 | 23032 | 22786 | 22544 | 22300 | Anson2025 | 23527 | Anson2035 | 23032 | Anson2045 | 22544 | Anson2050 | 22300
Ashe | 27228 | 26986 | 28020 | 29104 | 30294 | 31481 | 32673 | 33864 | 35056 | Ashe2025 | 29104 | Ashe2035 | 31481 | Ashe2045 | 33864 | Ashe2050 | 35056
Avery | 17799 | 17776 | 18182 | 18445 | 18780 | 19112 | 19449 | 19787 | 20123 | Avery2025 | 18445 | Avery2035 | 19112 | Avery2045 | 19787 | Avery2050 | 20123
Beaufort | 47822 | 47617 | 47400 | 47128 | 47069 | 47012 | 46955 | 46897 | 46838 | Beaufort2025 | 47128 | Beaufort2035 | 47012 | Beaufort2045 | 46897 | Beaufort2050 | 46838
Bertie | 21245 | 20405 | 19496 | 18930 | 18496 | 18059 | 17625 | 17189 | 16757 | Bertie2025 | 18930 | Bertie2035 | 18059 | Bertie2045 | 17189 | Bertie2050 | 16757
Bladen | 35181 | 34854 | 34421 | 34034 | 33813 | 33592 | 33367 | 33148 | 32925 | Bladen2025 | 34034 | Bladen2035 | 33592 | Bladen2045 | 33148 | Bladen2050 | 32925
Brunswick | 108069 | 122956 | 147644 | 164483 | 180776 | 197075 | 213371 | 229666 | 245966 | Brunswick2025 | 164483 | Brunswick2035 | 197075 | Brunswick2045 | 229666 | Brunswick2050 | 245966
Buncombe | 238738 | 253716 | 264408 | 273348 | 283363 | 293380 | 303393 | 313408 | 323423 | Buncombe2025 | 273348 | Buncombe2035 | 293380 | Buncombe2045 | 313408 | Buncombe2050 | 323423
Burke | 90580 | 89308 | 91708 | 92465 | 93787 | 95107 | 96431 | 97750 | 99073 | Burke2025 | 92465 | Burke2035 | 95107 | Burke2045 | 97750 | Burke2050 | 99073
Cabarrus | 178562 | 195076 | 216841 | 237030 | 257692 | 278824 | 299548 | 320542 | 341397 | Cabarrus2025 | 237030 | Cabarrus2035 | 278824 | Cabarrus2045 | 320542 | Cabarrus2050 | 341397
Caldwell | 83022 | 82748 | 84230 | 86200 | 88161 | 90192 | 92212 | 94234 | 96253 | Caldwell2025 | 86200 | Caldwell2035 | 90192 | Caldwell2045 | 94234 | Caldwell2050 | 96253
Camden | 10009 | 10212 | 10575 | 10585 | 10617 | 10633 | 10644 | 10647 | 10647 | Camden2025 | 10585 | Camden2035 | 10633 | Camden2045 | 10647 | Camden2050 | 10647
Carteret | 66700 | 69726 | 71352 | 73594 | 76159 | 78728 | 81302 | 83869 | 86439 | Carteret2025 | 73594 | Carteret2035 | 78728 | Carteret2045 | 83869 | Carteret2050 | 86439
Caswell | 23750 | 23477 | 23462 | 23347 | 23348 | 23349 | 23349 | 23347 | 23349 | Caswell2025 | 23347 | Caswell2035 | 23349 | Caswell2045 | 23347 | Caswell2050 | 23349
Catawba | 154730 | 156125 | 160732 | 166352 | 172637 | 178918 | 185203 | 191487 | 197768 | Catawba2025 | 166352 | Catawba2035 | 178918 | Catawba2045 | 191487 | Catawba2050 | 197768
Chatham | 63845 | 69240 | 77061 | 84330 | 91813 | 99298 | 106778 | 114263 | 121744 | Chatham2025 | 84330 | Chatham2035 | 99298 | Chatham2045 | 114263 | Chatham2050 | 121744
Cherokee | 27435 | 27731 | 29610 | 30803 | 32106 | 33408 | 34705 | 36008 | 37307 | Cherokee2025 | 30803 | Cherokee2035 | 33408 | Cherokee2045 | 36008 | Cherokee2050 | 37307
Chowan | 14738 | 14427 | 14114 | 13905 | 13767 | 13625 | 13485 | 13346 | 13204 | Chowan2025 | 13905 | Chowan2035 | 13625 | Chowan2045 | 13346 | Chowan2050 | 13204
Clay | 10608 | 10970 | 11759 | 12324 | 12870 | 13367 | 13813 | 14219 | 14583 | Clay2025 | 12324 | Clay2035 | 13367 | Clay2045 | 14219 | Clay2050 | 14583
Cleveland | 97917 | 97715 | 100814 | 102959 | 103964 | 104362 | 104521 | 104584 | 104605 | Cleveland2025 | 102959 | Cleveland2035 | 104362 | Cleveland2045 | 104584 | Cleveland2050 | 104605
Columbus | 57992 | 57188 | 56002 | 54597 | 53476 | 52351 | 51225 | 50100 | 48978 | Columbus2025 | 54597 | Columbus2035 | 52351 | Columbus2045 | 50100 | Columbus2050 | 48978
Craven | 104171 | 103069 | 103016 | 102434 | 102411 | 102402 | 102396 | 102397 | 102393 | Craven2025 | 102434 | Craven2035 | 102402 | Craven2045 | 102397 | Craven2050 | 102393
Cumberland | 327197 | 328944 | 333531 | 334207 | 334709 | 334812 | 334831 | 334836 | 334835 | Cumberland2025 | 334207 | Cumberland2035 | 334812 | Cumberland2045 | 334836 | Cumberland2050 | 334835
Currituck | 23674 | 25526 | 28048 | 29980 | 32017 | 34055 | 36092 | 38127 | 40168 | Currituck2025 | 29980 | Currituck2035 | 34055 | Currituck2045 | 38127 | Currituck2050 | 40168
Dare | 33982 | 35773 | 38027 | 39864 | 41268 | 42265 | 42975 | 43480 | 43844 | Dare2025 | 39864 | Dare2035 | 42265 | Dare2045 | 43480 | Dare2050 | 43844
Davidson | 162840 | 164330 | 170370 | 176235 | 182801 | 189368 | 195934 | 202500 | 209066 | Davidson2025 | 176235 | Davidson2035 | 189368 | Davidson2045 | 202500 | Davidson2050 | 209066
Davie | 41254 | 41621 | 43746 | 46453 | 49255 | 52060 | 54867 | 57670 | 60475 | Davie2025 | 46453 | Davie2035 | 52060 | Davie2045 | 57670 | Davie2050 | 60475
Duplin | 58666 | 59763 | 60177 | 60720 | 61384 | 61904 | 62319 | 62647 | 62907 | Duplin2025 | 60720 | Duplin2035 | 61904 | Duplin2045 | 62647 | Duplin2050 | 62907
Durham | 271357 | 296900 | 321261 | 342889 | 365859 | 388823 | 411793 | 434756 | 457724 | Durham2025 | 342889 | Durham2035 | 388823 | Durham2045 | 434756 | Durham2050 | 457724
Edgecombe | 56619 | 54255 | 52024 | 49798 | 47855 | 45910 | 43968 | 42025 | 40083 | Edgecombe2025 | 49798 | Edgecombe2035 | 45910 | Edgecombe2045 | 42025 | Edgecombe2050 | 40083
Forsyth | 351374 | 365339 | 380964 | 394665 | 411256 | 428113 | 445036 | 461967 | 478900 | Forsyth2025 | 394665 | Forsyth2035 | 428113 | Forsyth2045 | 461967 | Forsyth2050 | 478900
Franklin | 60835 | 64079 | 71196 | 76685 | 82418 | 88156 | 93888 | 99624 | 105359 | Franklin2025 | 76685 | Franklin2035 | 88156 | Franklin2045 | 99624 | Franklin2050 | 105359
Gaston | 206114 | 212125 | 224168 | 231109 | 240069 | 248735 | 257446 | 266175 | 274880 | Gaston2025 | 231109 | Gaston2035 | 248735 | Gaston2045 | 266175 | Gaston2050 | 274880
Gates | 12165 | 11818 | 11908 | 11751 | 11736 | 11734 | 11733 | 11733 | 11731 | Gates2025 | 11751 | Gates2035 | 11734 | Gates2045 | 11733 | Gates2050 | 11731
Graham | 8867 | 8743 | 8642 | 8496 | 8450 | 8427 | 8416 | 8411 | 8409 | Graham2025 | 8496 | Graham2035 | 8427 | Graham2045 | 8411 | Graham2050 | 8409
Granville | 57673 | 58212 | 61628 | 64730 | 68078 | 71426 | 74774 | 78124 | 81468 | Granville2025 | 64730 | Granville2035 | 71426 | Granville2045 | 78124 | Granville2050 | 81468
Greene | 21258 | 21015 | 20951 | 20844 | 20844 | 20842 | 20844 | 20842 | 20843 | Greene2025 | 20844 | Greene2035 | 20842 | Greene2045 | 20842 | Greene2050 | 20843
Guilford | 489618 | 516237 | 538431 | 555743 | 583552 | 615500 | 649608 | 684841 | 720661 | Guilford2025 | 555743 | Guilford2035 | 615500 | Guilford2045 | 684841 | Guilford2050 | 720661
Halifax | 54470 | 52205 | 50898 | 48859 | 47093 | 45327 | 43561 | 41797 | 40031 | Halifax2025 | 48859 | Halifax2035 | 45327 | Halifax2045 | 41797 | Halifax2050 | 40031
Harnett | 115753 | 127002 | 136705 | 145536 | 154930 | 164329 | 173721 | 183114 | 192507 | Harnett2025 | 145536 | Harnett2035 | 164329 | Harnett2045 | 183114 | Harnett2050 | 192507
Haywood | 58932 | 60445 | 63481 | 65587 | 67931 | 70276 | 72621 | 74966 | 77308 | Haywood2025 | 65587 | Haywood2035 | 70276 | Haywood2045 | 74966 | Haywood2050 | 77308
Henderson | 106891 | 111803 | 118563 | 125351 | 133007 | 140450 | 148116 | 155554 | 163221 | Henderson2025 | 125351 | Henderson2035 | 140450 | Henderson2045 | 155554 | Henderson2050 | 163221
Hertford | 24764 | 24499 | 23720 | 23349 | 23310 | 23302 | 23300 | 23304 | 23301 | Hertford2025 | 23349 | Hertford2035 | 23302 | Hertford2045 | 23304 | Hertford2050 | 23301
Hoke | 47496 | 51728 | 54682 | 56236 | 57946 | 59575 | 61150 | 62685 | 64201 | Hoke2025 | 56236 | Hoke2035 | 59575 | Hoke2045 | 62685 | Hoke2050 | 64201
Hyde | 5811 | 5569 | 5119 | 4975 | 4853 | 4729 | 4609 | 4487 | 4363 | Hyde2025 | 4975 | Hyde2035 | 4729 | Hyde2045 | 4487 | Hyde2050 | 4363
Iredell | 159778 | 169730 | 183309 | 194916 | 207217 | 219516 | 231817 | 244117 | 256414 | Iredell2025 | 194916 | Iredell2035 | 219516 | Iredell2045 | 244117 | Iredell2050 | 256414
Jackson | 40368 | 41608 | 44354 | 46172 | 48165 | 50159 | 52154 | 54145 | 56138 | Jackson2025 | 46172 | Jackson2035 | 50159 | Jackson2045 | 54145 | Jackson2050 | 56138
Johnston | 169678 | 183584 | 211626 | 239055 | 264618 | 289846 | 315026 | 340202 | 365374 | Johnston2025 | 239055 | Johnston2035 | 289846 | Johnston2045 | 340202 | Johnston2050 | 365374
Jones | 10143 | 10198 | 10067 | 10012 | 10006 | 10000 | 9986 | 9977 | 9971 | Jones2025 | 10012 | Jones2035 | 10000 | Jones2045 | 9977 | Jones2050 | 9971
Lee | 57877 | 58667 | 61663 | 64083 | 66893 | 69706 | 72513 | 75325 | 78135 | Lee2025 | 64083 | Lee2035 | 69706 | Lee2045 | 75325 | Lee2050 | 78135
Lenoir | 59488 | 58208 | 56876 | 56175 | 55751 | 55325 | 54901 | 54473 | 54050 | Lenoir2025 | 56175 | Lenoir2035 | 55325 | Lenoir2045 | 54473 | Lenoir2050 | 54050
Lincoln | 78134 | 80978 | 88699 | 94437 | 101026 | 107458 | 113855 | 120354 | 126743 | Lincoln2025 | 94437 | Lincoln2035 | 107458 | Lincoln2045 | 120354 | Lincoln2050 | 126743
Macon | 33959 | 34708 | 37014 | 39642 | 42382 | 45123 | 47862 | 50599 | 53340 | Macon2025 | 39642 | Macon2035 | 45123 | Macon2045 | 50599 | Macon2050 | 53340
Madison | 20777 | 21751 | 22500 | 23130 | 23843 | 24562 | 25276 | 25998 | 26713 | Madison2025 | 23130 | Madison2035 | 24562 | Madison2045 | 25998 | Madison2050 | 26713
Martin | 24506 | 23626 | 22904 | 22148 | 21511 | 20869 | 20230 | 19590 | 18951 | Martin2025 | 22148 | Martin2035 | 20869 | Martin2045 | 19590 | Martin2050 | 18951
McDowell | 45102 | 45422 | 46530 | 47021 | 47712 | 48406 | 49097 | 49793 | 50482 | McDowell2025 | 47021 | McDowell2035 | 48406 | McDowell2045 | 49793 | McDowell2050 | 50482
Mecklenburg | 923242 | 1032629 | 1118775 | 1223734 | 1329914 | 1435145 | 1540320 | 1645554 | 1750805 | Mecklenburg2025 | 1223734 | Mecklenburg2035 | 1435145 | Mecklenburg2045 | 1645554 | Mecklenburg2050 | 1750805
Mitchell | 15512 | 15193 | 15112 | 14924 | 14805 | 14694 | 14583 | 14478 | 14378 | Mitchell2025 | 14924 | Mitchell2035 | 14694 | Mitchell2045 | 14478 | Mitchell2050 | 14378
Montgomery | 27729 | 27729 | 27753 | 27814 | 28006 | 28203 | 28393 | 28587 | 28779 | Montgomery2025 | 27814 | Montgomery2035 | 28203 | Montgomery2045 | 28587 | Montgomery2050 | 28779
Moore | 88594 | 94136 | 102814 | 111395 | 120258 | 129075 | 137848 | 146574 | 155261 | Moore2025 | 111395 | Moore2035 | 129075 | Moore2045 | 146574 | Moore2050 | 155261
Nash | 95786 | 94138 | 96669 | 98652 | 99926 | 100608 | 100977 | 101170 | 101274 | Nash2025 | 98652 | Nash2035 | 100608 | Nash2045 | 101170 | Nash2050 | 101274
New Hanover | 203284 | 219554 | 235231 | 250814 | 267340 | 283865 | 300389 | 316914 | 333439 | New Hanover2025 | 250814 | New Hanover2035 | 283865 | New Hanover2045 | 316914 | New Hanover2050 | 333439
Northampton | 22039 | 21137 | 20054 | 18529 | 17124 | 15716 | 14310 | 12906 | 11499 | Northampton2025 | 18529 | Northampton2035 | 15716 | Northampton2045 | 12906 | Northampton2050 | 11499
Onslow | 186892 | 193949 | 210056 | 220451 | 231558 | 242666 | 253774 | 264883 | 275992 | Onslow2025 | 220451 | Onslow2035 | 242666 | Onslow2045 | 264883 | Onslow2050 | 275992
Orange | 133981 | 140615 | 147907 | 154796 | 162267 | 169701 | 177101 | 184459 | 191784 | Orange2025 | 154796 | Orange2035 | 169701 | Orange2045 | 184459 | Orange2050 | 191784
Pamlico | 13109 | 13122 | 13277 | 13302 | 13392 | 13476 | 13559 | 13644 | 13729 | Pamlico2025 | 13302 | Pamlico2035 | 13476 | Pamlico2045 | 13644 | Pamlico2050 | 13729
Pasquotank | 40626 | 39532 | 39952 | 39734 | 39729 | 39728 | 39727 | 39728 | 39727 | Pasquotank2025 | 39734 | Pasquotank2035 | 39728 | Pasquotank2045 | 39728 | Pasquotank2050 | 39727
Pender | 52415 | 57735 | 63949 | 67936 | 72153 | 76376 | 80591 | 84809 | 89028 | Pender2025 | 67936 | Pender2035 | 76376 | Pender2045 | 84809 | Pender2050 | 89028
Perquimans | 13480 | 13696 | 13807 | 14258 | 14826 | 15416 | 16012 | 16611 | 17207 | Perquimans2025 | 14258 | Perquimans2035 | 15416 | Perquimans2045 | 16611 | Perquimans2050 | 17207
Person | 39411 | 39520 | 40450 | 40964 | 41560 | 42066 | 42498 | 42860 | 43171 | Person2025 | 40964 | Person2035 | 42066 | Person2045 | 42860 | Person2050 | 43171
Pitt | 168863 | 175433 | 183285 | 194033 | 205556 | 217075 | 228596 | 240113 | 251634 | Pitt2025 | 194033 | Pitt2035 | 217075 | Pitt2045 | 240113 | Pitt2050 | 251634
Polk | 20475 | 20899 | 21923 | 22700 | 23544 | 24386 | 25224 | 26062 | 26892 | Polk2025 | 22700 | Polk2035 | 24386 | Polk2045 | 26062 | Polk2050 | 26892
Randolph | 141985 | 142757 | 145246 | 148513 | 152412 | 156314 | 160215 | 164116 | 168016 | Randolph2025 | 148513 | Randolph2035 | 156314 | Randolph2045 | 164116 | Randolph2050 | 168016
Richmond | 46635 | 45346 | 45014 | 44352 | 43921 | 43489 | 43057 | 42626 | 42192 | Richmond2025 | 44352 | Richmond2035 | 43489 | Richmond2045 | 42626 | Richmond2050 | 42192
Robeson | 134493 | 133468 | 131238 | 130094 | 129627 | 129158 | 128698 | 128232 | 127765 | Robeson2025 | 130094 | Robeson2035 | 129158 | Robeson2045 | 128232 | Robeson2050 | 127765
Rockingham | 93661 | 92025 | 91915 | 91585 | 91586 | 91586 | 91587 | 91584 | 91586 | Rockingham2025 | 91585 | Rockingham2035 | 91586 | Rockingham2045 | 91584 | Rockingham2050 | 91586
Rowan | 138331 | 139542 | 143274 | 145376 | 148482 | 152444 | 155315 | 158824 | 162309 | Rowan2025 | 145376 | Rowan2035 | 152444 | Rowan2045 | 158824 | Rowan2050 | 162309
Rutherford | 67740 | 67609 | 69049 | 70734 | 72706 | 74680 | 76657 | 78631 | 80605 | Rutherford2025 | 70734 | Rutherford2035 | 74680 | Rutherford2045 | 78631 | Rutherford2050 | 80605
Sampson | 63532 | 63863 | 64053 | 63967 | 64058 | 64091 | 64108 | 64116 | 64118 | Sampson2025 | 63967 | Sampson2035 | 64091 | Sampson2045 | 64116 | Sampson2050 | 64118
Scotland | 36062 | 35705 | 35724 | 35471 | 35389 | 35306 | 35225 | 35141 | 35059 | Scotland2025 | 35471 | Scotland2035 | 35306 | Scotland2045 | 35141 | Scotland2050 | 35059
Stanly | 60579 | 61196 | 64691 | 66127 | 67759 | 69389 | 71024 | 72653 | 74286 | Stanly2025 | 66127 | Stanly2035 | 69389 | Stanly2045 | 72653 | Stanly2050 | 74286
Stokes | 47344 | 46557 | 46684 | 46700 | 46804 | 46851 | 46875 | 46888 | 46892 | Stokes2025 | 46700 | Stokes2035 | 46851 | Stokes2045 | 46888 | Stokes2050 | 46892
Surry | 73775 | 72546 | 73548 | 73801 | 74383 | 74970 | 75551 | 76136 | 76720 | Surry2025 | 73801 | Surry2035 | 74970 | Surry2045 | 76136 | Surry2050 | 76720
Swain | 14006 | 14856 | 14489 | 14616 | 14838 | 15072 | 15309 | 15545 | 15783 | Swain2025 | 14616 | Swain2035 | 15072 | Swain2045 | 15545 | Swain2050 | 15783
Transylvania | 33085 | 33715 | 35511 | 36862 | 38352 | 39840 | 41331 | 42823 | 44310 | Transylvania2025 | 36862 | Transylvania2035 | 39840 | Transylvania2045 | 42823 | Transylvania2050 | 44310
Tyrrell | 4415 | 4219 | 3767 | 3727 | 3701 | 3681 | 3655 | 3631 | 3608 | Tyrrell2025 | 3727 | Tyrrell2035 | 3681 | Tyrrell2045 | 3631 | Tyrrell2050 | 3608
Union | 202109 | 219196 | 238740 | 260936 | 286899 | 312490 | 338092 | 363704 | 389312 | Union2025 | 260936 | Union2035 | 312490 | Union2045 | 363704 | Union2050 | 389312
Vance | 45289 | 44979 | 45435 | 45373 | 45431 | 45460 | 45466 | 45470 | 45471 | Vance2025 | 45373 | Vance2035 | 45460 | Vance2045 | 45470 | Vance2050 | 45471
Wake | 906870 | 1005995 | 1102782 | 1199735 | 1305154 | 1411282 | 1517529 | 1623795 | 1730067 | Wake2025 | 1199735 | Wake2035 | 1411282 | Wake2045 | 1623795 | Wake2050 | 1730067
Warren | 20987 | 20591 | 19767 | 18820 | 17972 | 17128 | 16289 | 15455 | 14625 | Warren2025 | 18820 | Warren2035 | 17128 | Warren2045 | 15455 | Warren2050 | 14625
Washington | 13119 | 12498 | 12039 | 11584 | 11194 | 10802 | 10412 | 10021 | 9630 | Washington2025 | 11584 | Washington2035 | 10802 | Washington2045 | 10021 | Washington2050 | 9630
Watauga | 50972 | 53789 | 57011 | 60968 | 63224 | 67545 | 70705 | 73939 | 77837 | Watauga2025 | 60968 | Watauga2035 | 67545 | Watauga2045 | 73939 | Watauga2050 | 77837
Wayne | 122886 | 125129 | 126339 | 128239 | 130737 | 133231 | 135727 | 138225 | 140722 | Wayne2025 | 128239 | Wayne2035 | 133231 | Wayne2045 | 138225 | Wayne2050 | 140722
Wilkes | 69264 | 69437 | 70263 | 71341 | 72721 | 74100 | 75477 | 76858 | 78236 | Wilkes2025 | 71341 | Wilkes2035 | 74100 | Wilkes2045 | 76858 | Wilkes2050 | 78236
Wilson | 81294 | 81189 | 83495 | 86366 | 89175 | 91910 | 94638 | 97361 | 100083 | Wilson2025 | 86366 | Wilson2035 | 91910 | Wilson2045 | 97361 | Wilson2050 | 100083
Yadkin | 38433 | 37725 | 38145 | 38049 | 38070 | 38073 | 38076 | 38078 | 38077 | Yadkin2025 | 38049 | Yadkin2035 | 38073 | Yadkin2045 | 38078 | Yadkin2050 | 38077
Yancey | 17805 | 17928 | 18909 | 20114 | 21381 | 22650 | 23921 | 25188 | 26455 | Yancey2025 | 20114 | Yancey2035 | 22650 | Yancey2045 | 25188 | Yancey2050 | 26455
STATE | 9574323 | 10029904 | 10587440 | 11108479 | 11677603 | 12250415 | 12821708 | 13394273 | 13967473
Source: North Carolina OSBM, Standard Population Estimates, Vintage 2019 and Population Projections, Vintage 2020

## Master Data Set 2018 (hidden)
Projection Period Begin Yr (e.g. 2020, 2030, etc) = | 2020 | Historical End Year (i.e. reporting year) = | 2018 | Historical Begin Year = | 2013
Name | Water Withdrawn/Purchased | Available Supply | Water Sold | Pop - Begin Year | Pop - End Year | Demand-Res | Demand-Comm | Demand-Ind | Demand-Inst | Demand-Sys Proc | Demand-UAFW | GPCD-Res | Population2020 | Population2030 | Population2040 | Population2050 | Population2060 | County | Residential2020 | Residential2030 | Residential2040 | Residential2050 | Residential2060 | Commercial2020 | Commercial2030 | Commercial2040 | Commercial2050 | Commercial2060 | Industrial2020 | Industrial2030 | Industrial2040 | Industrial2050 | Industrial2060 | Institutional2020 | Institutional2030 | Institutional2040 | Institutional2050 | Institutional2060 | System Process2020 | System Process2030 | System Process2040 | System Process2050 | System Process2060 | UAFW2020 | UAFW2030 | UAFW2040 | UAFW2050 | UAFW2060 | 2020Future Supplies | 2030Future Supplies | 2040Future Supplies | 2050Future Supplies | 2060Future Supplies | 2020Projected Sales | 2030Projected Sales | 2040Projected Sales | 2050Projected Sales | 2060Projected Sales
Burnsville | 0.69675 | 1.48 | 0 |  | 3825 | 0.168 | 0.139 | 0.144 | 0.077 | 0.035 | 0.13375 | 43.9216 | 3840 | 3860 | 3880 | 3900 | 3920 | Yancey | 0.162 | 0.175 | 0.177 | 0.179 | 0.181 | 0.139 | 0.112 | 0.116 | 0.12 | 0.122 | 0.142 | 0.092 | 0.094 | 0.096 | 0.098 | 0.078 | 0.037 | 0.038 | 0.039 | 0.04 | 0.035 | 0.035 | 0.035 | 0.035 | 0.035 | 0.1614 | 0.131 | 0.1336 | 0.1362 | 0.1382 | 0 | 0 | 0 | 0 | 0 | 0 | 0 | 0 | 0 | 0
Taylorsville | 0.26633 | 0.5 | 0 |  | 2500 | 0.209 | 0.03 | 0.01 | 0.006 | 0.001 | 0.010333 | 83.6 | 2500 | 2525 | 2550 | 2575 | 2600 | Alexander | 0.2049 | 0.2069 | 0.209 | 0.2111 | 0.2132 | 0.035 | 0.0355 | 0.036 | 0.0365 | 0.037 | 0.025 | 0.0255 | 0.026 | 0.0265 | 0.027 | 0.0065 | 0.0066 | 0.0067 | 0.0068 | 0.0069 | 0.001 | 0.001 | 0.001 | 0.001 | 0.001 | 0.04 | 0.041 | 0.042 | 0.043 | 0.044 | 0 | 0 | 0 | 0 | 0 | 0 | 0 | 0 | 0 | 0
Energy United Water | 1.8531 | 2.5 | 0.9277 |  | 12342 | 0.625 | 0.054 | 0.123 | 0.076 | 0.005 | 0.042408 | 50.6401 | 12450 | 13125 | 13775 | 14000 | 14500 | Alexander | 0.635 | 0.65 | 0.665 | 0.68 | 0.695 | 0.054 | 0.056 | 0.059 | 0.061 | 0.063 | 0.121 | 0.123 | 0.125 | 0.13 | 0.135 | 0.05 | 0.055 | 0.06 | 0.065 | 0.07 | 0.001 | 0.001 | 0.001 | 0.001 | 0.001 | 0.04 | 0.04 | 0.04 | 0.04 | 0.04 | 0 | 0 | 0 | 0 | 0 | 0 | 0 | 0 | 0 | 0
Alexander County WD | 0.78877 | 2 | 0.0007 |  | 11646 | 0.599 | 0.259 | 0 | 0 | 0.067 | -0.13693 | 51.434 | 11957 | 12315 | 12684 | 13064 | 13455 | Alexander | 0.633 | 0.653 | 0.672 | 0.692 | 0.713 | 0.286 | 0.315 | 0.346 | 0.381 | 0.419 | 0 | 0 | 0 | 0 | 0 | 0 | 0 | 0 | 0 | 0 | 0.07 | 0.0721 | 0.0743 | 0.0765 | 0.0788 | 0.074 | 0.0784 | 0.0831 | 0.0881 | 0.0934 | 0 | 0 | 0 | 0 | 0 | 0 | 0 | 0 | 0 | 0
Sparta | 0.35974 | 0.726 | 0 |  | 1775 | 0.1047 | 0.041 | 0.0828 | 0.0203 | 0.0052 | 0.10574 | 58.9859 | 1890 | 1928 | 1960 | 2000 | 2060 | Alleghany | 0.11 | 0.113 | 0.115 | 0.117 | 0.119 | 0.04 | 0.041 | 0.042 | 0.043 | 0.044 | 0.09 | 0.09 | 0.095 | 0.095 | 0.1 | 0.024 | 0.026 | 0.028 | 0.03 | 0.032 | 0.016 | 0.016 | 0.017 | 0.018 | 0.018 | 0.12 | 0.121 | 0.122 | 0.123 | 0.124 | 0 | 0 | 0 | 0 | 0 | 0 | 0 | 0 | 0 | 0
West Jefferson | 0.21525 | 0.62 | 0 |  | 1305 | 0.0578 | 0.0726 | 0.0298 | 0 | 0.015 | 0.04005 | 44.2912 | 1318 | 1385 | 1449 | 1516 | 1585 | Ashe | 0.0583 | 0.0612 | 0.064 | 0.0669 | 0.0699 | 0.0732 | 0.0768 | 0.0803 | 0.084 | 0.0878 | 0.0298 | 0.0298 | 0.0298 | 0.0298 | 0.0298 | 0 | 0 | 0 | 0 | 0 | 0.015 | 0.015 | 0.015 | 0.015 | 0.015 | 0.0398 | 0.0413 | 0.0427 | 0.0442 | 0.0458 | 0.216 | 0 | 0 | 0 | 0 | 0 | 0 | 0 | 0 | 0
Jefferson | ERROR | 14.187 | 0 |  | 1350 | 0 | 0 | 0 | 0 | 0 | #VALUE! | 0 | 1750 | 1900 | 2100 | 2600 | 2800 | Ashe | 0.1 | 0.11 | 0.12 | 0.14 | 0.15 | 0.03 | 0.04 | 0.045 | 0.05 | 0.055 | 0.01 | 0.015 | 0.018 | 0.02 | 0.025 | 0.052 | 0.057 | 0.063 | 0.068 | 0.073 | 0.005 | 0.006 | 0.007 | 0.008 | 0.009 | 0.015 | 0.018 | 0.019 | 0.022 | 0.024 | 0 | 0 | 0 | 0 | 0 | 0 | 0 | 0 | 0 | 0
Lansing | ERROR | 0.043 | 0 |  | 0 | 0 | 0 | 0 | 0 | 0 | #VALUE! | ERROR | 217 | 300 | 310 | 330 | 340 | Ashe | 0.01 | 0.011 | 0.012 | 0.013 | 0.015 | 0.003 | 0.006 | 0.007 | 0.01 | 0.012 | 0 | 0 | 0 | 0 | 0 | 0.001 | 0.001 | 0.002 | 0.002 | 0.002 | 0 | 0 | 0 | 0 | 0 | 0.001 | 0.002 | 0.002 | 0.003 | 0.003 | 0 | 0 | 0 | 0 | 0 | 0 | 0 | 0 | 0 | 0
Crossnore | 0.03475 | 0.086 | 0 |  | 200 | 0.0115 | 0.0159 | 0 | 0 | 0.0001 | 0.00725 | 57.5 | 201 | 205 | 209 | 213 | 217 | Avery | 0.0115 | 0.0117 | 0.0119 | 0.0121 | 0.0123 | 0.0159 | 0.0162 | 0.0164 | 0.0167 | 0.017 | 0 | 0 | 0 | 0 | 0 | 0 | 0 | 0 | 0 | 0 | 0.0001 | 0.0001 | 0.0001 | 0.0001 | 0.0001 | 0.0072 | 0.0073 | 0.0074 | 0.0076 | 0.0077 | 0.043 | 0 | 0 | 0 | 0 | 0 | 0 | 0 | 0 | 0
Banner Elk | 0.22025 | 0.366 | 0 |  | 1139 | 0.04 | 0.029 | 0 | 0.093 | 0.001 | 0.05725 | 35.1185 | 1141 | 1151 | 1161 | 1171 | 1181 | Avery | 0.04 | 0.04 | 0.04 | 0.04 | 0.04 | 0.029 | 0.059 | 0.059 | 0.059 | 0.059 | 0 | 0 | 0 | 0 | 0 | 0.035 | 0.035 | 0.035 | 0.035 | 0.035 | 0.001 | 0.001 | 0.001 | 0.001 | 0.001 | 0.1232 | 0.1583 | 0.1583 | 0.1583 | 0.1583 | 0 | 0 | 0 | 0 | 0 | 0 | 0 | 0 | 0 | 0
Newland | 0.148 | 0.396 | 0 |  | 999 | 0.0388 | 0.0423 | 0 | 0 | 0.01 | 0.0569 | 38.8388 | 1003 | 1013 | 1023 | 1033 | 1043 | Avery | 0.0389 | 0.0392 | 0.0395 | 0.0398 | 0.04 | 0.043 | 0.044 | 0.045 | 0.046 | 0.047 | 0 | 0 | 0 | 0 | 0 | 0 | 0 | 0 | 0 | 0 | 0.01 | 0.01 | 0.01 | 0.01 | 0.01 | 0.0574 | 0.0582 | 0.059 | 0.0598 | 0.0606 | 0 | 0 | 0 | 0 | 0 | 0 | 0 | 0 | 0 | 0
Elk Park | 0.083958 | 0.237 | 0 |  | 495 | 0.039 | 0.006 | 0 | 0.004 | 0.001 | 0.033958 | 78.7879 | 497 | 508 | 517 | 527 | 537 | Avery | 0.0391 | 0.0399 | 0.0406 | 0.0413 | 0.042 | 0.006 | 0.0061 | 0.0062 | 0.0063 | 0.0064 | 0 | 0 | 0 | 0 | 0 | 0.004 | 0.004 | 0.0041 | 0.0042 | 0.0043 | 0.001 | 0.001 | 0.001 | 0.001 | 0.001 | 0.034 | 0.0346 | 0.0352 | 0.0358 | 0.0364 | 0 | 0 | 0 | 0 | 0 | 0 | 0 | 0 | 0 | 0
Linville Land Harbor | 0.22839 | 0.411 | 0 |  | 520 | 0.195 | 0 | 0 | 0 | 0.02 | 0.013392 | 375 | 520 | 520 | 520 | 520 | 520 | Avery | 0.182 | 0.182 | 0.182 | 0.182 | 0.182 | 0 | 0 | 0 | 0 | 0 | 0 | 0 | 0 | 0 | 0 | 0 | 0 | 0 | 0 | 0 | 0.02 | 0.02 | 0.02 | 0.02 | 0.02 | 0.018 | 0.018 | 0.018 | 0.018 | 0.018 | 0 | 0 | 0 | 0 | 0 | 0 | 0 | 0 | 0 | 0
Sugar Mountain | 0.23892 | 0.946 | 0 |  | 2945 | 0.0694 | 0.0298 | 0 | 0 | 0.0416 | 0.098117 | 23.5654 | 3075 | 3257 | 3439 | 3621 | 3803 | Avery | 0.073 | 0.077 | 0.081 | 0.086 | 0.09 | 0.031 | 0.033 | 0.035 | 0.037 | 0.039 | 0 | 0 | 0 | 0 | 0 | 0 | 0 | 0 | 0 | 0 | 0.025 | 0.05 | 0.05 | 0.05 | 0.05 | 0.1286 | 0.1595 | 0.1654 | 0.1724 | 0.1784 | 0.077 | 0 | 0 | 0 | 0 | 0 | 0 | 0 | 0 | 0
Asheville | 20.3017 | 43.5 | 0.6052 |  | 125000 | 8.36 | 4.0387 | 0.7144 | 1.6496 | 0.2768 | 4.657 | 66.88 | 135357 | 149518 | 165161 | 182441 | 201528 | Buncombe | 9.053 | 10 | 11.046 | 12.202 | 13.478 | 4.373 | 4.831 | 5.336 | 5.895 | 6.511 | 0.743 | 0.782 | 0.821 | 0.863 | 0.908 | 1.786 | 1.973 | 2.18 | 2.408 | 2.66 | 0.3 | 0.331 | 0.366 | 0.404 | 0.446 | 5.48 | 5.76 | 6.054 | 6.364 | 6.69 | 0 | 0 | 0 | 0 | 0 | 0 | 0 | 0 | 0 | 0
Woodfin Sanitary Water and Sewer District | 1.0427 | 2 | 0 |  | 9000 | 0.69 | 0.125 | 0.03 | 0.04 | 0.03 | 0.12767 | 76.6667 | 10000 | 11000 | 12000 | 13000 | 14000 | Buncombe | 0.72 | 0.77 | 0.82 | 0.87 | 0.92 | 0.12 | 0.125 | 0.125 | 0.125 | 0.13 | 0.03 | 0.03 | 0.03 | 0.03 | 0.03 | 0.04 | 0.04 | 0.04 | 0.04 | 0.04 | 0.039 | 0.042 | 0.045 | 0.045 | 0.045 | 0.067 | 0.071 | 0.075 | 0.078 | 0.082 | 0 | 0 | 0 | 0 | 0 | 0 | 0 | 0 | 0 | 0
Black Mountain | 0.65441 | 2.088 | 0.0017 |  | 9525 | 0.2949 | 0.1307 | 0 | 0.0071 | 0.0014 | 0.21861 | 30.9606 | 9690 | 10556 | 11402 | 12315 | 13302 | Buncombe | 0.2999 | 0.3267 | 0.3528 | 0.381 | 0.4115 | 0.1596 | 0.1739 | 0.1878 | 0.2028 | 0.219 | 0 | 0 | 0 | 0 | 0 | 0.0072 | 0.0078 | 0.0084 | 0.0091 | 0.0099 | 0.0014 | 0.0015 | 0.0016 | 0.0017 | 0.0018 | 0.2351 | 0.2561 | 0.2765 | 0.2986 | 0.3225 | 0 | 0 | 0 | 0 | 0 | 0 | 0 | 0 | 0 | 0
Weaverville | 0.79725 | 1.5 | 0 |  | 6700 | 0.48 | 0.1 | 0.05 | 0.04 | 0.025 | 0.10225 | 71.6418 | 7785 | 8011 | 9445 | 10545 | 12000 | Buncombe | 0.545 | 0.56 | 0.66 | 0.74 | 0.84 | 0.112 | 0.128 | 0.142 | 0.151 | 0.164 | 0.07 | 0.072 | 0.085 | 0.095 | 0.108 | 0.036 | 0.038 | 0.046 | 0.054 | 0.058 | 0.031 | 0.032 | 0.038 | 0.042 | 0.048 | 0.045 | 0.056 | 0.064 | 0.07 | 0.08 | 0 | 0 | 0 | 0 | 0 | 0 | 0 | 0 | 0 | 0
Biltmore Forest | 0.14409 | 0.35 | 0 |  | 1526 | 0.1096 | 0.011 | 0 | 0.0035 | 0 | 0.019992 | 71.8218 | 1540 | 1571 | 1603 | 1635 | 1668 | Buncombe | 0.1125 | 0.1148 | 0.1171 | 0.1219 | 0.1243 | 0.0115 | 0.0118 | 0.0122 | 0.0126 | 0.013 | 0 | 0 | 0 | 0 | 0 | 0.004 | 0.0041 | 0.0042 | 0.0044 | 0.0045 | 0 | 0 | 0 | 0 | 0 | 0.02 | 0.021 | 0.0221 | 0.0232 | 0.0244 | 0 | 0 | 0 | 0 | 0 | 0 | 0 | 0 | 0 | 0
Montreat | 0.13692 | 0.322 | 0 |  | 798 | 0.054 | 0 | 0 | 0.021 | 0.001 | 0.060917 | 67.6692 | 812 | 888 | 961 | 1041 | 1127 | Buncombe | 0.0549 | 0.0599 | 0.0648 | 0.0701 | 0.0759 | 0 | 0 | 0 | 0 | 0 | 0 | 0 | 0 | 0 | 0 | 0.0213 | 0.0232 | 0.0252 | 0.0272 | 0.0295 | 0.001 | 0.001 | 0.001 | 0.001 | 0.001 | 0.0613 | 0.0667 | 0.0722 | 0.078 | 0.0844 | 0 | 0 | 0 | 0 | 0 | 0 | 0 | 0 | 0 | 0
Valdese | 2.7575 | 12 | 0.563 |  | 12700 | 0.672 | 0.148 | 0.99 | 0.041 | 0.105 | 0.2385 | 52.9134 | 12700 | 12900 | 13100 | 13300 | 13500 | Burke | 0.6731 | 0.6837 | 0.6974 | 0.7049 | 0.7155 | 0.148 | 0.15 | 0.152 | 0.154 | 0.156 | 1 | 1.02 | 1.04 | 1.06 | 1.08 | 0.041 | 0.042 | 0.043 | 0.044 | 0.045 | 0.105 | 0.11 | 0.115 | 0.121 | 0.127 | 0.36 | 0.36 | 0.36 | 0.36 | 0.36 | 0 | 0 | 0 | 0 | 0 | 1.133 | -0.1 | 0 | 0 | 0
Morganton | 8.7167 | 18 | 1.119 |  | 25333 | 1.24 | 1.434 | 3.22 | 0.38 | 0.13 | 1.1937 | 48.948 | 27000 | 29000 | 31000 | 33000 | 35000 | Burke | 1.5 | 1.6 | 1.7 | 1.8 | 1.9 | 1.8 | 1.9 | 2 | 2.1 | 2.2 | 3.6 | 3.8 | 3.9 | 4 | 4.1 | 0.5 | 0.6 | 0.7 | 0.8 | 0.9 | 0.2 | 0.22 | 0.25 | 0.275 | 0.3 | 0.53 | 0.53 | 0.53 | 0.53 | 0.53 | 0 | 0 | 0 | 0 | 0 | 0 | 0 | 0 | 0 | 0
Drexel | 0.21917 | 0.86 | 0 |  | 3200 | 0.192 | 0.0144 | 0 | 0 | 0.002 | 0.010767 | 60 | 3264 | 3590 | 3949 | 4344 | 4779 | Burke | 0.1795 | 0.1975 | 0.2172 | 0.2389 | 0.2628 | 0.016 | 0.0176 | 0.0194 | 0.0213 | 0.0234 | 0 | 0 | 0 | 0 | 0 | 0 | 0 | 0 | 0 | 0 | 0.002 | 0.0021 | 0.0022 | 0.0023 | 0.0024 | 0.013 | 0.013 | 0.014 | 0.015 | 0.016 | 0 | 0 | 0 | 0 | 0 | 0 | 0 | 0 | 0 | 0
Rutherford College | 0.14783 | 0.233 | 0 |  | 2083 | 0.0717 | 0.0097 | 0 | 0.0208 | 0.0118 | 0.033833 | 34.4215 | 2106 | 2225 | 2350 | 2482 | 2622 | Burke | 0.0724 | 0.0764 | 0.0806 | 0.0851 | 0.0899 | 0.0098 | 0.0103 | 0.0109 | 0.0114 | 0.0121 | 0 | 0 | 0 | 0 | 0 | 0.021 | 0.021 | 0.021 | 0.021 | 0.021 | 0.012 | 0.012 | 0.012 | 0.012 | 0.012 | 0.0344 | 0.0357 | 0.0371 | 0.0386 | 0.0403 | 0 | 0 | 0 | 0 | 0 | 0 | 0 | 0 | 0 | 0
Icard Township WC | 0.814 | 2.333 | 0.183 |  | 7821 | 0.4189 | 0.022 | 0.0462 | 0.0283 | 0.019 | 0.0966 | 53.5609 | 7899 | 8294 | 8709 | 9144 | 9602 | Burke | 0.4581 | 0.481 | 0.5051 | 0.5304 | 0.5569 | 0.0231 | 0.0242 | 0.0254 | 0.0267 | 0.028 | 0.0485 | 0.0509 | 0.0534 | 0.0561 | 0.0589 | 0.0297 | 0.0312 | 0.0327 | 0.0343 | 0.0361 | 0.0199 | 0.0209 | 0.0219 | 0.023 | 0.0242 | 0.0993 | 0.1069 | 0.1155 | 0.1197 | 0.1278 | 0 | 0 | 0 | 0 | 0 | 0 | 0 | 0 | 0 | 0
Burke County | 12.625 | 0.36 | 0 |  | 5420 | 1.03 | 0.0073 | 0.0487 | 0.01 | 0.065 | 11.464 | 190.0369 | 4850 | 4950 | 5100 | 5360 | 5628 | Burke | 0.282 | 0.306 | 0.332 | 0.354 | 0.372 | 0.027 | 0.029 | 0.03 | 0.032 | 0.036 | 0.047 | 0.05 | 0.052 | 0.055 | 0.057 | 0.027 | 0.029 | 0.03 | 0.032 | 0.034 | 0.012 | 0.013 | 0.014 | 0.015 | 0.016 | 0.057 | 0.058 | 0.06 | 0.061 | 0.072 | 0 | 0 | 0 | 0 | 0 | 0 | 0 | 0 | 0 | 0
Brentwood-Highway 64 | 0.38183 | 0.65 | 0 |  | 5467 | 0.29 | 0.01 | 0 | 0.003 | 0.025 | 0.053825 | 53.0455 | 5480 | 5510 | 5540 | 5580 | 5620 | Burke | 0.3014 | 0.3044 | 0.3074 | 0.3105 | 0.3136 | 0.01 | 0.01 | 0.01 | 0.01 | 0.01 | 0 | 0 | 0 | 0 | 0 | 0.003 | 0.003 | 0.003 | 0.003 | 0.003 | 0.027 | 0.027 | 0.027 | 0.027 | 0.027 | 0.0589 | 0.0613 | 0.0618 | 0.0623 | 0.0628 | 0 | 0 | 0 | 0 | 0 | 0 | 0 | 0 | 0 | 0
Brentwood-Jamestown Road | 0.38183 | 0.65 | 0 |  | 5467 | 0.281 | 0.01 | 0.009 | 0.003 | 0.025 | 0.053825 | 51.3993 | 5480 | 5510 | 5540 | 5580 | 5620 | Burke | 0.2904 | 0.2933 | 0.2963 | 0.2992 | 0.3022 | 0.01 | 0.01 | 0.01 | 0.01 | 0.01 | 0.009 | 0.009 | 0.009 | 0.009 | 0.009 | 0.003 | 0.003 | 0.003 | 0.003 | 0.003 | 0.027 | 0.027 | 0.027 | 0.027 | 0.027 | 0.0589 | 0.0613 | 0.0618 | 0.0623 | 0.0628 | 0 | 0 | 0 | 0 | 0 | 0 | 0 | 0 | 0 | 0
Concord | 14.4023 | 28.75 | 2.184 |  | 95565 | 5.3795 | 2.0345 | 0.4017 | 0.0024 | 1.689 | 2.7112 | 56.2915 | 99975 | 118268 | 134786 | 146348 | 153286 | Cabarrus | 5.678 | 6.919 | 8.122 | 9.083 | 9.799 | 2.148 | 2.617 | 3.072 | 3.435 | 3.706 | 0.424 | 0.517 | 0.606 | 0.678 | 0.732 | 0.003 | 0.003 | 0.004 | 0.004 | 0.005 | 1.783 | 2.172 | 2.55 | 2.852 | 3.077 | 3.284 | 3.469 | 3.465 | 3.216 | 2.78 | 0 | 3 | 3 | 3 | 0 | 0 | 0 | 0 | 0 | 0
Mt. Pleasant | 0.27258 | 1.761 | 0 |  | 1911 | 0.179 | 0.0076 | 0.0041 | 0.0027 | 0.017 | 0.062183 | 93.6682 | 2343 | 3302 | 4473 | 5432 | 6603 | Cabarrus | 0.22 | 0.31 | 0.42 | 0.51 | 0.62 | 0.01 | 0.012 | 0.015 | 0.02 | 0.03 | 0.003 | 0.003 | 0.003 | 0.003 | 0.003 | 0.002 | 0.002 | 0.002 | 0.002 | 0.002 | 0.025 | 0.025 | 0.025 | 0.025 | 0.025 | 0.014 | 0.019 | 0.025 | 0.03 | 0.037 | 0.058 | 0 | 0 | 0 | 0 | 0 | 0 | 0 | 0 | 0
Harrisburg | 1.4083 | 2.1259 | 0.0008 |  | 17239 | 0.826 | 0.23 | 0.044 | 0.004 | 0.28 | 0.023533 | 47.9146 | 17929 | 21514 | 25817 | 30981 | 37177 | Cabarrus | 0.968 | 1.162 | 1.394 | 1.673 | 2.008 | 0.03 | 0.038 | 0.042 | 0.044 | 0.048 | 0.006 | 0.009 | 0.01 | 0.012 | 0.014 | 0.002 | 0.004 | 0.006 | 0.008 | 0.009 | 0.001 | 0.002 | 0.002 | 0.002 | 0.003 | 0.112 | 0.135 | 0.162 | 0.193 | 0.233 | 1.4 | 0 | 0 | 0 | 0 | 0 | 0 | 0 | 0 | 0
Water and Sewer Authority of Cabarrus | 8.015 | 16.2 | 0 |  | 206872 | 0 | 0 | 0 | 0 | 0 | 8.015 | 0 | 0 | 0 | 0 | 0 | 0 | Cabarrus | 0 | 0 | 0 | 0 | 0 | 0 | 0 | 0 | 0 | 0 | 0 | 0 | 0 | 0 | 0 | 0 | 0 | 0 | 0 | 0 | 0 | 0 | 0 | 0 | 0 | 0 | 0 | 0 | 0 | 0 | 0 | 0 | 0 | 0 | 0 | 0 | 0 | 0 | 0 | 0
Lenoir | 6.2894 | 12 | 2.098 |  | 22004 | 1.244 | 0.341 | 1.043 | 0.332 | 0.261 | 0.97042 | 56.5352 | 22180 | 22845 | 23531 | 24237 | 24964 | Caldwell | 1.597 | 1.6449 | 1.6942 | 1.745 | 1.7974 | 0.349 | 0.395 | 0.3957 | 0.3959 | 0.3961 | 1.2 | 1.317 | 1.99 | 2.229 | 2.235 | 0.333 | 0.337 | 0.34 | 0.344 | 0.348 | 0.1566 | 0.1566 | 0.1566 | 0.1566 | 0.1566 | 0.84 | 0.84 | 0.84 | 0.84 | 0.84 | 0 | 0 | 0 | 6 | 0 | 0 | 0 | 0 | 0 | 0
Baton Water Corporation | 0.55254 | 0.75 | 0.0107 |  | 7025 | 0.4359 | 0.0162 | 0.0018 | 0.0171 | 0.002 | 0.068842 | 62.0498 | 7059 | 7230 | 7388 | 7549 | 7713 | Caldwell | 0.4379 | 0.4485 | 0.4582 | 0.4681 | 0.4783 | 0.0162 | 0.0166 | 0.017 | 0.0174 | 0.0177 | 0.0018 | 0.0018 | 0.0018 | 0.0018 | 0.0018 | 0.0171 | 0.0175 | 0.0179 | 0.0183 | 0.0187 | 0.002 | 0.002 | 0.002 | 0.002 | 0.002 | 0.0696 | 0.0713 | 0.0728 | 0.0744 | 0.076 | 0 | 0 | 0 | 0 | 0 | 0 | 0 | 0 | 0 | 0
Granite Falls | 1.2863 | 2.5 | 0.4392 |  | 5882 | 0.267 | 0.093 | 0.014 | 0.0252 | 0.0931 | 0.35475 | 45.3927 | 5863 | 5833 | 5804 | 5775 | 5746 | Caldwell | 0.269 | 0.267 | 0.266 | 0.265 | 0.263 | 0.076 | 0.076 | 0.075 | 0.075 | 0.074 | 0.014 | 0.014 | 0.014 | 0.014 | 0.014 | 0.027 | 0.027 | 0.027 | 0.027 | 0.026 | 0.096 | 0.095 | 0.095 | 0.094 | 0.094 | 0.259 | 0.258 | 0.257 | 0.256 | 0.254 | 0 | 0 | 0 | 0 | 0 | 0 | 0 | 0 | 0 | 0
Rhodhiss | 0.05575 | 0.15 | 0 |  | 1149 | 0.0322 | 0.0021 | 0 | 0 | 0.001 | 0.02045 | 28.0244 | 1162 | 1227 | 1289 | 1355 | 1423 | Caldwell | 0.0325 | 0.0343 | 0.036 | 0.0378 | 0.0397 | 0.0021 | 0.0022 | 0.0023 | 0.0024 | 0.0025 | 0 | 0 | 0 | 0 | 0 | 0 | 0 | 0 | 0 | 0 | 0.001 | 0.001 | 0.001 | 0.001 | 0.001 | 0.0206 | 0.0217 | 0.0227 | 0.0238 | 0.025 | 0 | 0 | 0 | 0 | 0 | 0 | 0 | 0 | 0 | 0
Sawmills | 0.261 | 0.35 | 0 |  | 5240 | 0.223 | 0.009 | 0.002 | 0.002 | 0.006 | 0.019 | 42.5573 | 5265 | 5393 | 5511 | 5631 | 5754 | Caldwell | 0.224 | 0.2294 | 0.2344 | 0.2395 | 0.2447 | 0.009 | 0.0092 | 0.0094 | 0.0096 | 0.0098 | 0.002 | 0.002 | 0.002 | 0.002 | 0.002 | 0.002 | 0.002 | 0.0021 | 0.0021 | 0.0022 | 0.006 | 0.006 | 0.006 | 0.006 | 0.006 | 0.0193 | 0.0197 | 0.0201 | 0.0206 | 0.021 | 0 | 0 | 0.325 | 0 | 0 | 0 | 0 | 0 | 0 | 0
Caldwell Co (West) | 0.62517 | 0.657 | 0 |  | 8300 | 0.399 | 0.049 | 0.04 | 0.056 | 0.001 | 0.080167 | 48.0723 | 8300 | 8300 | 8300 | 8350 | 8400 | Caldwell | 0.394 | 0.394 | 0.394 | 0.394 | 0.394 | 0.049 | 0.049 | 0.049 | 0.049 | 0.049 | 0.04 | 0.04 | 0.04 | 0.04 | 0.04 | 0.056 | 0.056 | 0.056 | 0.056 | 0.056 | 0.001 | 0.001 | 0.001 | 0.001 | 0.001 | 0.0788 | 0.0786 | 0.0786 | 0.0779 | 0.0772 | 0.23 | 0 | 0 | 0 | 0 | 0 | 0 | 0 | 0 | 0
Caldwell Co (Southeast) | 0.92967 | 1.242 | 0.0538 |  | 14460 | 0.71 | 0.0325 | 0.0745 | 0.015 | 0.001 | 0.042867 | 49.101 | 14500 | 14550 | 14600 | 14650 | 14700 | Caldwell | 0.7105 | 0.7129 | 0.7154 | 0.7178 | 0.7203 | 0.0325 | 0.0325 | 0.0325 | 0.0325 | 0.0325 | 0.0745 | 0.0745 | 0.0745 | 0.0745 | 0.0745 | 0.015 | 0.015 | 0.015 | 0.015 | 0.015 | 0.001 | 0.001 | 0.001 | 0.001 | 0.001 | 0.0482 | 0.0481 | 0.0481 | 0.0479 | 0.0477 | 0 | 0 | 0 | 0 | 0 | 0 | 0 | 0 | 0 | 0
Caldwell Co (North) | 0.037417 | 0.039 | 0 |  | 240 | 0.0079 | 0.001 | 0.025 | 0.001 | 0 | 0.0025167 | 32.9167 | 242 | 255 | 267 | 281 | 295 | Caldwell | 0.008 | 0.008 | 0.009 | 0.009 | 0.01 | 0.001 | 0.001 | 0.001 | 0.001 | 0.001 | 0.025 | 0.025 | 0.025 | 0.024 | 0.024 | 0.001 | 0.001 | 0.001 | 0.001 | 0.001 | 0 | 0 | 0 | 0 | 0 | 0.0028 | 0.0028 | 0.0027 | 0.0026 | 0.0026 | 0.01 | 0 | 0 | 0 | 0 | 0 | 0 | 0 | 0 | 0
Hickory | 13.3825 | 32 | 3.829 |  | 60554 | 3.028 | 3.891 | 0 | 0 | 0.594 | 2.0405 | 50.005 | 61160 | 64218 | 67429 | 70800 | 74340 | Catawba | 3.1803 | 3.3393 | 3.5063 | 3.6816 | 3.8657 | 2.979 | 3.128 | 3.2843 | 3.4486 | 3.621 | 0 | 0 | 0 | 0 | 0 | 0 | 0 | 0 | 0 | 0 | 0.5976 | 0.6155 | 0.634 | 0.653 | 0.6726 | 1.16 | 1.1948 | 1.2306 | 1.2676 | 1.3056 | 0 | 0 | 0 | 0 | 0 | 0 | 0 | 0 | 0 | 0
Newton | 3.7878 | 8 | 1.8544 |  | 13009 | 0.725 | 0.2519 | 0.0899 | 0 | 0.15 | 0.71663 | 55.7306 | 13139 | 13796 | 14486 | 15210 | 15971 | Catawba | 0.7883 | 0.8278 | 0.8692 | 0.9126 | 0.9582 | 0.2544 | 0.2681 | 0.2805 | 0.2945 | 0.3092 | 0.125 | 0.1275 | 0.13 | 0.1325 | 0.135 | 0 | 0 | 0 | 0 | 0 | 0.2 | 0.204 | 0.208 | 0.212 | 0.2165 | 0.321 | 0.35 | 0.385 | 0.441 | 0.495 | 0 | 0 | 0 | 0 | 0 | 0 | 0 | 0 | 0 | 0
Conover | 1.8378 | 3 | 0.274 |  | 15034 | 0.672 | 0.176 | 0.154 | 0.087 | 0.035 | 0.43983 | 44.6987 | 15680 | 16464 | 17123 | 17808 | 18698 | Catawba | 0.7188 | 0.748 | 0.778 | 0.8091 | 0.8415 | 0.18 | 0.1914 | 0.1991 | 0.2071 | 0.2154 | 0.16 | 0.167 | 0.1737 | 0.1806 | 0.1878 | 0.088 | 0.091 | 0.0946 | 0.0984 | 0.1023 | 0.037 | 0.038 | 0.0395 | 0.041 | 0.0427 | 0.1991 | 0.2077 | 0.2161 | 0.2247 | 0.2337 | 0 | 0 | 0 | 6 | 0 | 0 | 0 | 0 | 0 | 0
Longview | 0.6195 | 5 | 0.03 |  | 4900 | 0.557 | 0.3 | 0 | 0 | 0.025 | -0.2925 | 113.6735 | 4929 | 5077 | 5230 | 5386 | 5548 | Catawba | 0.6654 | 0.6854 | 0.7059 | 0.7271 | 0.7489 | 0.4 | 0.412 | 0.4244 | 0.4371 | 0.4502 | 0 | 0 | 0 | 0 | 0 | 0 | 0 | 0 | 0 | 0 | 0.1 | 0.1 | 0.1 | 0.1 | 0.1 | 0.095 | 0.097 | 0.099 | 0.101 | 0.101 | 0 | 0 | 0 | 0 | 0 | 0 | 0 | 0 | 0 | 0
Maiden | 1.1584 | 3 | 0 |  | 4950 | 0.222 | 0.042 | 0.748 | 0.041 | 0.01 | 0.095417 | 44.8485 | 5099 | 5863 | 6743 | 7754 | 8917 | Catawba | 0.2243 | 0.258 | 0.2967 | 0.3412 | 0.3925 | 0.0418 | 0.046 | 0.0506 | 0.0557 | 0.0612 | 1.023 | 1.057 | 1.093 | 1.129 | 1.165 | 0.0418 | 0.046 | 0.0506 | 0.0557 | 0.0612 | 0.018 | 0.02 | 0.025 | 0.028 | 0.03 | 0.194 | 0.206 | 0.218 | 0.234 | 0.246 | 0 | 0 | 0 | 0 | 0 | 0 | 0 | 0 | 0 | 0
Claremont | 0.2745 | 0.58 | 0 |  | 1875 | 0.0902 | 0 | 0.17 | 0 | 0.001 | 0.0133 | 48.1067 | 2343 | 2390 | 2438 | 2487 | 2537 | Catawba | 0.1125 | 0.1147 | 0.117 | 0.1194 | 0.1218 | 0 | 0 | 0 | 0 | 0 | 0.172 | 0.2223 | 0.289 | 0.3 | 0.31 | 0 | 0 | 0 | 0 | 0 | 0.0105 | 0.011 | 0.0115 | 0.012 | 0.0125 | 0.016 | 0.0175 | 0.02 | 0.0205 | 0.021 | 0 | 0 | 0 | 0 | 0 | 0 | 0 | 0 | 0 | 0
Hickory Catawba System | 0.057867 | 0.225 | 0 |  | 914 | 0.042 | 0.008 | 0 | 0 | 0.001 | 0.0068667 | 45.9519 | 1047 | 1077 | 1110 | 1140 | 1160 | Catawba | 0.048 | 0.049 | 0.0505 | 0.052 | 0.0535 | 0.008 | 0.0082 | 0.0084 | 0.0087 | 0.009 | 0 | 0 | 0 | 0 | 0 | 0 | 0 | 0 | 0 | 0 | 0.0012 | 0.0014 | 0.0016 | 0.0018 | 0.002 | 0.007 | 0.0072 | 0.0074 | 0.0076 | 0.0078 | 0 | 0 | 0 | 0 | 0 | 0 | 0 | 0 | 0 | 0
Shamrock Park Subdivision - City of Claremont | 0.0049167 | 0.032 | 0 |  | 182 | 0.005 | 0 | 0 | 0 | 0.0001 | -0.00018333 | 27.4725 | 186 | 191 | 196 | 201 | 204 | Catawba | 0.005 | 0.005 | 0.0051 | 0.0052 | 0.0053 | 0 | 0 | 0 | 0 | 0 | 0 | 0 | 0 | 0 | 0 | 0 | 0 | 0 | 0 | 0 | 0.001 | 0.001 | 0.001 | 0.001 | 0.001 | 0.001 | 0.001 | 0.001 | 0.001 | 0.001 | 0 | 0 | 0 | 0 | 0 | 0 | 0 | 0 | 0 | 0
Murphy | 0.81792 | 13 | 0 |  | 4250 | 0.123 | 0.279 | 0.041 | 0.061 | 0.15 | 0.16392 | 28.9412 | 4335 | 4768 | 5245 | 5770 | 6347 | Cherokee | 0.1257 | 0.1383 | 0.1521 | 0.1673 | 0.184 | 0.27 | 0.275 | 0.281 | 0.287 | 0.293 | 0.0412 | 0.042 | 0.0428 | 0.0437 | 0.0446 | 0.0612 | 0.0625 | 0.0637 | 0.065 | 0.0663 | 0.153 | 0.1683 | 0.1851 | 0.2036 | 0.224 | 0.165 | 0.1735 | 0.182 | 0.195 | 0.205 | 0 | 0 | 0 | 0 | 0 | 0 | 0 | 0 | 0 | 0
Andrews | 0.60592 | 1.6 | 0 |  | 3375 | 0.255 | 0.155 | 0.064 | 0.0165 | 0.065 | 0.050417 | 75.5556 | 3441 | 3685 | 3945 | 4224 | 4522 | Cherokee | 0.265 | 0.284 | 0.303 | 0.325 | 0.347 | 0.158 | 0.174 | 0.19 | 0.209 | 0.23 | 0.0653 | 0.072 | 0.079 | 0.087 | 0.096 | 0.0168 | 0.0185 | 0.0203 | 0.0224 | 0.0245 | 0.075 | 0.0753 | 0.0768 | 0.0783 | 0.08 | 0.0873 | 0.094 | 0.1005 | 0.1073 | 0.1144 | 0 | 0 | 0 | 0 | 0 | 0 | 0 | 0 | 0 | 0
Clay Co WSD | 0.16875 | 0.569 | 0 |  | 1387 | 0.064 | 0.0439 | 0.007 | 0.0069 | 0.039 | 0.00795 | 46.1428 | 1442 | 1731 | 2077 | 2493 | 2991 | Clay | 0.0577 | 0.0692 | 0.0831 | 0.0997 | 0.1196 | 0.05 | 0.06 | 0.072 | 0.0864 | 0.1037 | 0.008 | 0.0096 | 0.0115 | 0.0138 | 0.0166 | 0.02 | 0.024 | 0.0288 | 0.0346 | 0.0415 | 0.05 | 0.052 | 0.055 | 0.058 | 0.06 | 0.023 | 0.032 | 0.039 | 0.047 | 0.056 | 0 | 0 | 0 | 0 | 0 | 0 | 0 | 0 | 0 | 0
Shelby | 5.8842 | 18 | 0.37462 |  | 20276 | 1.267 | 0.318 | 1.853 | 0.396 | 0.65 | 1.0256 | 62.4877 | 20562 | 20651 | 20740 | 20828 | 20920 | Cleveland | 1.2748 | 1.2804 | 1.2859 | 1.2913 | 1.297 | 0.321 | 0.338 | 0.355 | 0.373 | 0.392 | 2.601 | 2.742 | 2.883 | 3.03 | 3.185 | 0.4 | 0.42 | 0.442 | 0.465 | 0.488 | 0.65 | 0.65 | 0.65 | 0.65 | 0.65 | 1.1125 | 1.1241 | 1.208 | 1.229 | 1.2576 | 0 | 0 | 0 | 0 | 0 | 0 | 0 | 0 | 0 | 0
Kings Mountain | 3.2188 | 23 | 0.076055 |  | 11000 | 0.973 | 0.423 | 1.514 | 0.05 | 0.063 | 0.11978 | 88.4545 | 11110 | 11665 | 12250 | 12860 | 13500 | Cleveland | 0.9777 | 1.0266 | 1.0779 | 1.1318 | 1.1884 | 0.4272 | 0.4486 | 0.471 | 0.4946 | 0.5193 | 1.52 | 1.535 | 1.5506 | 1.5661 | 1.5817 | 0.0465 | 0.0488 | 0.0513 | 0.0538 | 0.0565 | 0.0631 | 0.0638 | 0.0644 | 0.065 | 0.0657 | 0.621 | 0.602 | 0.596 | 0.608 | 0.617 | 0 | 0 | 0 | 0 | 0 | 0 | 0 | 0 | 0 | 0
Boiling Springs | 0.36475 | 1 | 0 |  | 4682 | 0.169 | 0.073 | 0.002 | 0.11 | 0.001 | 0.00975 | 36.0957 | 4850 | 5000 | 5300 | 5600 | 5900 | Cleveland | 0.1746 | 0.18 | 0.1908 | 0.2016 | 0.2124 | 0.065 | 0.07 | 0.08 | 0.085 | 0.09 | 0.008 | 0.0086 | 0.0092 | 0.0098 | 0.0105 | 0.116 | 0.118 | 0.123 | 0.128 | 0.132 | 0.016 | 0.017 | 0.018 | 0.019 | 0.02 | 0.0189 | 0.0198 | 0.0211 | 0.0219 | 0.0246 | 0 | 0 | 0 | 0 | 0 | 0 | 0 | 0 | 0 | 0
Grover | 0.067225 | 0.25 | 0 |  | 685 | 0.0382 | 0.0172 | 0.001 | 0.001 | 0.007 | 0.002825 | 55.7664 | 688 | 705 | 720 | 736 | 752 | Cleveland | 0.0383 | 0.0392 | 0.04 | 0.0408 | 0.0416 | 0.0172 | 0.0176 | 0.018 | 0.0183 | 0.0187 | 0.001 | 0.001 | 0.001 | 0.001 | 0.001 | 0.001 | 0.001 | 0.001 | 0.0011 | 0.0011 | 0.007 | 0.007 | 0.007 | 0.007 | 0.007 | 0.0038 | 0.0039 | 0.004 | 0.004 | 0.0041 | 0 | 0 | 0 | 0 | 0 | 0 | 0 | 0 | 0 | 0
Fallston Water System | 0.041775 | 1 | 0 |  | 589 | 0.026 | 0.01 | 0 | 0 | 0.001 | 0.004775 | 44.1426 | 591 | 593 | 598 | 604 | 610 | Cleveland | 0.027 | 0.0273 | 0.0275 | 0.0278 | 0.0281 | 0.009 | 0.01 | 0.011 | 0.012 | 0.013 | 0 | 0 | 0 | 0 | 0 | 0 | 0 | 0 | 0 | 0 | 0.001 | 0.001 | 0.001 | 0.001 | 0.001 | 0.004 | 0.004 | 0.004 | 0.004 | 0.004 | 0 | 0 | 0 | 0 | 0 | 0 | 0 | 0 | 0 | 0
Lawndale | 0.030417 | 0.08 | 0 |  | 636 | 0.0247 | 0.0016 | 0 | 0 | 0.001 | 0.0031167 | 38.8365 | 639 | 655 | 669 | 683 | 698 | Cleveland | 0.0248 | 0.0254 | 0.0259 | 0.0264 | 0.0269 | 0.002 | 0.002 | 0.002 | 0.002 | 0.002 | 0 | 0 | 0 | 0 | 0 | 0 | 0 | 0 | 0 | 0 | 0.001 | 0.001 | 0.001 | 0.001 | 0.001 | 0.004 | 0.0041 | 0.0042 | 0.0043 | 0.0044 | 0 | 0 | 0 | 0 | 0 | 0 | 0 | 0 | 0 | 0
Cleveland County Water | 4.231 | 10 | 0.042 |  | 52115 | 2.82 | 0.363 | 0.362 | 0.057 | 0.395 | 0.192 | 54.1111 | 53000 | 56919 | 62383 | 68371 | 73236 | Cleveland | 2.9 | 3.117 | 3.265 | 3.513 | 3.8 | 0.34 | 0.403 | 0.415 | 0.422 | 0.45 | 0.39 | 0.4 | 0.48 | 0.52 | 0.58 | 0.077 | 0.09 | 0.1 | 0.119 | 0.133 | 0.418 | 0.42 | 0.422 | 0.425 | 0.428 | 0.306 | 0.323 | 0.342 | 0.361 | 0.381 | 0 | 6 | 0 | 0 | 0 | 0 | 0 | 0 | 0 | 0
Two Rivers Utilities/Gastonia | 18.9767 | 75 | 1.9762 |  | 85232 | 4.028 | 2.142 | 0.7411 | 1.2552 | 3.839 | 4.9952 | 47.2592 | 87150 | 95348 | 106917 | 120290 | 135795 | Gaston | 4.1832 | 4.5767 | 5.132 | 5.7739 | 6.5182 | 2.233 | 2.722 | 3.318 | 4.044 | 4.93 | 0.656 | 0.8 | 0.976 | 1.189 | 1.45 | 1.187 | 1.447 | 1.764 | 2.15 | 2.621 | 4.806 | 4.81 | 4.82 | 4.83 | 4.84 | 3.3 | 3.3 | 3.3 | 3.3 | 3.3 | 0 | 0 | 0 | 0 | 0 | 1.7 | -1.7 | 0 | 0 | 0
Belmont | 2.0177 | 10 | 0.0044493 |  | 11087 | 0.7088 | 0.2903 | 0.2966 | 0.256 | 0.2077 | 0.2539 | 63.9307 | 11766 | 14342 | 17483 | 21312 | 25979 | Gaston | 0.691 | 0.842 | 1.027 | 1.251 | 1.525 | 0.292 | 0.356 | 0.434 | 0.529 | 0.644 | 0.385 | 0.47 | 0.572 | 0.698 | 0.851 | 0.216 | 0.264 | 0.322 | 0.392 | 0.478 | 0.299 | 0.365 | 0.445 | 0.542 | 0.661 | 0.233 | 0.285 | 0.347 | 0.423 | 0.515 | 0 | 0 | 0 | 0 | 0 | 0 | 0 | 0 | 0 | 0
Mount Holly | 2.6204 | 13.5 | 0.5006 |  | 17780 | 1.0229 | 0.1688 | 0.5487 | 0.0369 | 0.24 | 0.10253 | 57.5309 | 18309 | 22520 | 27699 | 34070 | 41906 | Gaston | 1.065 | 1.3062 | 1.612 | 1.982 | 2.438 | 0.17 | 0.187 | 0.2057 | 0.2263 | 0.2489 | 0.56 | 0.616 | 0.6776 | 0.7454 | 0.8199 | 0.0375 | 0.0413 | 0.0454 | 0.0499 | 0.0549 | 0.127 | 0.139 | 0.153 | 0.168 | 0.185 | 0.35 | 0.35 | 0.35 | 0.35 | 0.35 | 0 | 0 | 0 | 0 | 0 | 0 | 0 | 0 | 0 | 0
Bessemer City | 1.098 | 4.031 | 0 |  | 5450 | 0.261 | 0.04 | 0.596 | 0 | 0.065 | 0.136 | 47.8899 | 5500 | 5600 | 5700 | 5800 | 5900 | Gaston | 0.275 | 0.285 | 0.295 | 0.305 | 0.315 | 0.048 | 0.05 | 0.053 | 0.057 | 0.06 | 0.7 | 0.75 | 0.8 | 0.85 | 0.86 | 0 | 0 | 0 | 0 | 0 | 0.072 | 0.075 | 0.078 | 0.081 | 0.084 | 0.13 | 0.13 | 0.13 | 0.13 | 0.13 | 0 | 0 | 0 | 0 | 0 | 0 | 0 | 0 | 0 | 0
Cherryville | 0.71767 | 3.2 | 0 |  | 5800 | 0.301 | 0.074 | 0.05 | 0.01 | 0.25 | 0.032667 | 51.8966 | 6032 | 7238 | 8686 | 10423 | 12508 | Gaston | 0.3137 | 0.3764 | 0.4517 | 0.542 | 0.6504 | 0.074 | 0.089 | 0.11 | 0.13 | 0.158 | 0.055 | 0.06 | 0.065 | 0.07 | 0.075 | 0.01 | 0.011 | 0.013 | 0.014 | 0.016 | 0.072 | 0.072 | 0.074 | 0.074 | 0.075 | 0.0447 | 0.0528 | 0.063 | 0.0748 | 0.0892 | 0 | 0 | 0 | 0 | 0 | 0 | 0 | 0 | 0 | 0
Ranlo | 0.35083 | 0.6 | 0 |  | 3725 | 0.181 | 0.03 | 0.028 | 0 | 0.012 | 0.099833 | 48.5906 | 3986 | 4265 | 4564 | 4884 | 5226 | Gaston | 0.1953 | 0.209 | 0.2236 | 0.2393 | 0.2561 | 0.06 | 0.062 | 0.064 | 0.065 | 0.067 | 0.031 | 0.032 | 0.034 | 0.035 | 0.037 | 0 | 0 | 0 | 0 | 0 | 0.014 | 0.015 | 0.015 | 0.016 | 0.016 | 0.049 | 0.052 | 0.054 | 0.057 | 0.06 | 0 | 0 | 0 | 0 | 0 | 0 | 0 | 0 | 0 | 0
Stanley | 0.49782 | 1.5 | 0 |  | 5339 | 0.1791 | 0.0326 | 0.1638 | 0.014 | 0.0608 | 0.047517 | 33.5456 | 5501 | 6391 | 7314 | 8370 | 9579 | Gaston | 0.1845 | 0.2143 | 0.2452 | 0.2806 | 0.3211 | 0.0335 | 0.039 | 0.0446 | 0.051 | 0.0584 | 0.17 | 0.1955 | 0.2248 | 0.2585 | 0.2973 | 0.0144 | 0.0167 | 0.0191 | 0.0219 | 0.0251 | 0.05 | 0.055 | 0.0605 | 0.0666 | 0.0732 | 0.075 | 0.078 | 0.081 | 0.084 | 0.087 | 0 | 0 | 0 | 0 | 0 | 0 | 0 | 0 | 0 | 0
McAdenville | 0.32283 | 1 | 0 |  | 750 | 0.046 | 0.01 | 0.205 | 0.005 | 0.008 | 0.048833 | 61.3333 | 780 | 940 | 1120 | 1350 | 1620 | Gaston | 0.0484 | 0.058 | 0.0696 | 0.0836 | 0.1003 | 0.009 | 0.0108 | 0.013 | 0.0156 | 0.0187 | 0.21 | 0.211 | 0.212 | 0.213 | 0.214 | 0.0048 | 0.0058 | 0.0069 | 0.0083 | 0.01 | 0.017 | 0.017 | 0.017 | 0.017 | 0.017 | 0.021 | 0.021 | 0.021 | 0.021 | 0.021 | 0 | 0 | 0 | 0 | 0 | 0 | 0 | 0 | 0 | 0
Lowell | 0.332 | 0.618 | 0 |  | 3725 | 0.199 | 0.043 | 0 | 0.011 | 0.025 | 0.054 | 53.4228 | 4160 | 4344 | 4528 | 4712 | 4896 | Gaston | 0.212 | 0.22 | 0.23 | 0.24 | 0.249 | 0.0433 | 0.045 | 0.0468 | 0.0487 | 0.0507 | 0 | 0 | 0 | 0 | 0 | 0.0111 | 0.0114 | 0.0117 | 0.0121 | 0.0125 | 0.0251 | 0.0256 | 0.0261 | 0.0266 | 0.0272 | 0.021 | 0.02 | 0.019 | 0.018 | 0.017 | 0 | 0 | 0 | 0 | 0 | 0 | 0 | 0 | 0 | 0
Dallas | 0.61566 | 1 | 0 |  | 6507 | 0.285 | 0.125 | 0.0051 | 0.0763 | 0.036 | 0.088258 | 43.799 | 6520 | 6585 | 6651 | 6718 | 6785 | Gaston | 0.326 | 0.3293 | 0.3326 | 0.3359 | 0.3392 | 0.17 | 0.17 | 0.17 | 0.17 | 0.17 | 0.0051 | 0.0051 | 0.0051 | 0.0051 | 0.0051 | 0.0763 | 0.0763 | 0.0763 | 0.0763 | 0.0763 | 0.039 | 0.039 | 0.039 | 0.039 | 0.039 | 0.075 | 0.075 | 0.075 | 0.075 | 0.075 | 0 | 0 | 0 | 0 | 0 | 0 | 0 | 0 | 0 | 0
High Shoals | 0.046667 | 0.1 | 0 |  | 700 | 0.027 | 0.006 | 0 | 0.003 | 0.0002 | 0.010467 | 38.5714 | 700 | 710 | 720 | 730 | 750 | Gaston | 0.028 | 0.0284 | 0.0288 | 0.0292 | 0.03 | 0.006 | 0.006 | 0.006 | 0.006 | 0.006 | 0 | 0.007 | 0.009 | 0.01 | 0.01 | 0.005 | 0.005 | 0.005 | 0.005 | 0.005 | 0.001 | 0.001 | 0.001 | 0.001 | 0.001 | 0.005 | 0.005 | 0.005 | 0.005 | 0.005 | 0 | 0 | 0 | 0 | 0 | 0 | 0 | 0 | 0 | 0
Robbinsville | 0.31092 | 1.07 | 0 |  | 3077 | 0.15 | 0.043 | 0.01 | 0.025 | 0.025 | 0.057917 | 48.7488 | 3107 | 3170 | 3233 | 3298 | 3364 | Graham | 0.1554 | 0.1585 | 0.1617 | 0.1649 | 0.1682 | 0.0432 | 0.044 | 0.0449 | 0.0458 | 0.0467 | 0.01 | 0.01 | 0.01 | 0.01 | 0.01 | 0.0251 | 0.0256 | 0.0261 | 0.0266 | 0.0272 | 0.056 | 0.062 | 0.07 | 0.072 | 0.077 | 0.05 | 0.0505 | 0.051 | 0.0515 | 0.052 | 0 | 0 | 0 | 0 | 0 | 0 | 0 | 0 | 0 | 0
Fontana Dam | 0.22767 | 0.5 | 0 |  | 25 | 0.002 | 0.0378 | 0 | 0 | 0.006 | 0.18187 | 80 | 25 | 25 | 25 | 25 | 25 | Graham | 0.002 | 0.002 | 0.002 | 0.002 | 0.002 | 0.038 | 0.038 | 0.038 | 0.038 | 0.038 | 0 | 0 | 0 | 0 | 0 | 0 | 0 | 0 | 0 | 0 | 0.007 | 0.007 | 0.007 | 0.007 | 0.007 | 0.225 | 0.225 | 0.225 | 0.225 | 0.225 | 0 | 0 | 0 | 0 | 0 | 0 | 0 | 0 | 0 | 0
Lake Santeetlah | 0.01525 | 0.099 | 0 |  | 50 | 0.0109 | 0 | 0 | 0 | 0.0013 | 0.00305 | 218 | 50 | 50 | 50 | 50 | 50 | Graham | 0.01 | 0.01 | 0.01 | 0.01 | 0.01 | 0 | 0 | 0 | 0 | 0 | 0 | 0 | 0 | 0 | 0 | 0 | 0 | 0 | 0 | 0 | 0.002 | 0.002 | 0.002 | 0.002 | 0.002 | 0.003 | 0.003 | 0.003 | 0.003 | 0.003 | 0 | 0 | 0 | 0 | 0 | 0 | 0 | 0 | 0 | 0
Waynesville | 3.9742 | 10.5 | 0.497 |  | 17000 | 0.675 | 0.315 | 0.919 | 0 | 0.065 | 1.5032 | 39.7059 | 17350 | 19000 | 20800 | 22600 | 24500 | Haywood | 0.75 | 0.81 | 0.9 | 0.98 | 1.05 | 0.35 | 0.39 | 0.42 | 0.44 | 0.46 | 0.25 | 0.265 | 0.28 | 0.3 | 0.32 | 0 | 0 | 0 | 0 | 0 | 0.08 | 0.09 | 0.1 | 0.105 | 0.11 | 1.4 | 1.3 | 1.2 | 1.1 | 1 | 0 | 0 | 0 | 0 | 0 | 0 | 0 | 0 | 0 | 0
Canton | 1.385 | 6.8 | 0.23 |  | 4453 | 0.33 | 0.014 | 0.013 | 0.013 | 0.6 | 0.185 | 74.1073 | 4814 | 5189 | 5594 | 6030 | 6050 | Haywood | 0.385 | 0.415 | 0.447 | 0.482 | 0.5 | 0.176 | 0.199 | 0.204 | 0.22 | 0.225 | 0.154 | 0.166 | 0.179 | 0.193 | 0.2 | 0.012 | 0.013 | 0.014 | 0.015 | 0.016 | 0.037 | 0.042 | 0.045 | 0.046 | 0.047 | 0.327 | 0.357 | 0.38 | 0.409 | 0.4 | 0 | 0 | 0 | 0 | 0 | 0 | 0 | 0 | 0 | 0
Clyde | 0.22817 | 1 | 0 |  | 2999 | 0.134 | 0.008 | 0 | 0.003 | 0.0064 | 0.076767 | 44.6816 | 3020 | 3111 | 3204 | 3300 | 3399 | Haywood | 0.133 | 0.137 | 0.141 | 0.145 | 0.15 | 0.013 | 0.014 | 0.016 | 0.017 | 0.018 | 0 | 0 | 0 | 0 | 0 | 0.004 | 0.004 | 0.004 | 0.005 | 0.005 | 0 | 0 | 0 | 0 | 0 | 0.04 | 0.04 | 0.04 | 0.04 | 0.04 | 0 | 0 | 0 | 0 | 0 | 0 | 0 | 0 | 0 | 0
Junaluska SD | 0.35942 | 0.75 | 0 |  | 4750 | 0.1845 | 0.0419 | 0 | 0.0766 | 0.001 | 0.055417 | 38.8421 | 4825 | 5160 | 5525 | 5880 | 6250 | Haywood | 0.187 | 0.2 | 0.212 | 0.226 | 0.241 | 0.042 | 0.0425 | 0.0435 | 0.0455 | 0.0465 | 0 | 0 | 0 | 0 | 0 | 0.079 | 0.081 | 0.083 | 0.085 | 0.087 | 0.001 | 0.001 | 0.001 | 0.001 | 0.001 | 0.047 | 0.051 | 0.054 | 0.057 | 0.06 | 0 | 0 | 0 | 0 | 0 | 0 | 0 | 0 | 0 | 0
Maggie Valley SD | 1.0296 | 4.5 | 0 |  | 9290 | 0.457 | 0.267 | 0.029 | 0 | 0.099 | 0.17758 | 49.1927 | 10530 | 12530 | 14530 | 16600 | 18800 | Haywood | 0.52 | 0.62 | 0.72 | 0.82 | 0.92 | 0.247 | 0.272 | 0.299 | 0.328 | 0.34 | 0.028 | 0.029 | 0.029 | 0.029 | 0.03 | 0 | 0 | 0 | 0 | 0 | 0.105 | 0.125 | 0.145 | 0.16 | 0.18 | 0.18 | 0.2102 | 0.2411 | 0.2714 | 0.2993 | 0 | 0 | 0 | 0 | 0 | 0 | 0 | 0 | 0 | 0
Hendersonville | 7.1788 | 16.5 | 0.225 |  | 65000 | 2.728 | 1.724 | 0.52 | 0 | 0.15 | 1.8318 | 41.9692 | 66964 | 77714 | 90190 | 91659 | 99464 | Henderson | 2.8104 | 3.2616 | 3.7852 | 4.3929 | 5.0981 | 1.777 | 2.166 | 2.64 | 3.218 | 3.923 | 0.744 | 0.907 | 1.106 | 1.348 | 1.643 | 0 | 0 | 0 | 0 | 0 | 0.1545 | 0.1793 | 0.2081 | 0.2415 | 0.2803 | 1.9451 | 2.3096 | 2.7441 | 3.2622 | 3.8805 | 0 | 3 | 0 | 0 | 0 | 0 | 0 | 0 | 0 | 0
Laurel Park | ERROR | 0 | 0 |  | #N/A | 0 | 0 | 0 | 0 | 0 | #VALUE! | ERROR | 0 | 0 | 0 | 0 | 0 | Henderson | 0 | 0 | 0 | 0 | 0 | 0 | 0 | 0 | 0 | 0 | 0 | 0 | 0 | 0 | 0 | 0 | 0 | 0 | 0 | 0 | 0 | 0 | 0 | 0 | 0 | 0 | 0 | 0 | 0 | 0 | 0 | 0 | 0 | 0 | 0 | 0 | 0 | 0 | 0 | 0
Statesville | 2.9762 | 15 | 0.0924 |  | 24981 | 1.154 | 0.814 | 0.17 | 0.263 | 0.25 | 0.23277 | 46.1951 | 25480 | 28030 | 30830 | 33910 | 37310 | Iredell | 1.1721 | 1.2893 | 1.4182 | 1.56 | 1.716 | 1.062 | 1.168 | 1.285 | 1.414 | 1.555 | 0.1734 | 0.1907 | 0.2098 | 0.2308 | 0.2539 | 0.2683 | 0.2951 | 0.3246 | 0.3571 | 0.3928 | 0.25 | 0.25 | 0.25 | 0.25 | 0.25 | 0.242 | 0.268 | 0.295 | 0.327 | 0.365 | 0 | 0 | 0 | 0 | 0 | 0 | 0 | 0 | 0 | 0
Mooresville | 6.3565 | 18 | 0.139 |  | 40000 | 1.8 | 3.5 | 0 | 0.2 | 0.035 | 0.6825 | 45 | 40980 | 51850 | 62730 | 73600 | 84470 | Iredell | 1.95 | 2.47 | 2.99 | 3.51 | 4.03 | 3.8 | 4.9 | 5.75 | 7.05 | 8.25 | 0 | 0 | 0 | 0 | 0 | 0.24 | 0.29 | 0.35 | 0.42 | 0.5 | 0.035 | 0.035 | 0.035 | 0.035 | 0.035 | 0.938 | 1.176 | 1.384 | 1.669 | 1.939 | 0 | 0 | 0 | 0 | 0 | 0 | 0 | 0 | 0 | 0
Iredell Water Corporation | 2.0068 | 4.145 | 0.0035 |  | 23280 | 1.1399 | 0.2618 | 0.0581 | 0.0888 | 0.039 | 0.41573 | 48.9648 | 23678 | 28678 | 35338 | 44218 | 56058 | Iredell | 1.24 | 1.491 | 1.838 | 2.299 | 2.915 | 0.233 | 0.245 | 0.258 | 0.28 | 0.28 | 0.097 | 0.102 | 0.108 | 0.114 | 0.114 | 0.044 | 0.046 | 0.049 | 0.052 | 0.052 | 0.04 | 0.041 | 0.0419 | 0.0429 | 0.0438 | 0.349 | 0.407 | 0.486 | 0.591 | 0.723 | 0.144 | 0 | 0 | 0 | 0 | 0 | 0 | 0 | 0 | 0
Troutman | 0.3425 | 0.5 | 0 |  | 4511 | 0.2146 | 0.0626 | 0.0073 | 0.0003 | 0.0105 | 0.0472 | 47.5726 | 4679 | 5614 | 6615 | 7795 | 9185 | Iredell | 0.2225 | 0.2639 | 0.3043 | 0.3508 | 0.4041 | 0.0649 | 0.0778 | 0.0917 | 0.1081 | 0.1274 | 0.0073 | 0.0073 | 0.0073 | 0.0073 | 0.0073 | 0.0003 | 0.0003 | 0.0003 | 0.0003 | 0.0003 | 0.0105 | 0.0105 | 0.0105 | 0.0105 | 0.0105 | 0.0493 | 0.0525 | 0.0583 | 0.065 | 0.0724 | 0 | 1 | 0 | 0 | 0 | 0 | 0 | 0 | 0 | 0
West Iredell Water Company | 0.36817 | 1.2 | 0 |  | 5703 | 0.2613 | 0.0115 | 0.0193 | 0.0152 | 0.0216 | 0.039267 | 45.818 | 6426 | 7711 | 9253 | 11104 | 13325 | Iredell | 0.312 | 0.368 | 0.434 | 0.512 | 0.604 | 0.007 | 0.008 | 0.009 | 0.011 | 0.013 | 0.007 | 0.008 | 0.009 | 0.011 | 0.013 | 0.018 | 0.021 | 0.025 | 0.03 | 0.035 | 0.003 | 0.003 | 0.004 | 0.004 | 0.004 | 0.055 | 0.065 | 0.077 | 0.091 | 0.107 | 0 | 0 | 0 | 0 | 0 | 0 | 0 | 0 | 0 | 0
The Harbour / The Point | 0.58467 | 1.772 | 0 |  | 4078 | 0.536 | 0.0193 | 0 | 0 | 0.0093 | 0.020067 | 131.437 | 4105 | 4720 | 5430 | 6240 | 7180 | Iredell | 0.538 | 0.6183 | 0.7111 | 0.8177 | 0.9404 | 0.027 | 0.027 | 0.027 | 0.027 | 0.027 | 0 | 0 | 0 | 0 | 0 | 0 | 0 | 0 | 0 | 0 | 0.008 | 0.008 | 0.008 | 0.008 | 0.008 | 0.03 | 0.032 | 0.034 | 0.036 | 0.038 | 0 | 0 | 0 | 0 | 0 | 0 | 0 | 0 | 0 | 0
Tuckaseigee WS Authority | 1.0299 | 11.2 | 0.011 |  | 6262 | 0.384 | 0.237 | 0.115 | 0.015 | 0.131 | 0.13692 | 61.3223 | 6387 | 7026 | 7729 | 8501 | 9352 | Jackson | 0.3768 | 0.4145 | 0.456 | 0.5016 | 0.5517 | 0.2417 | 0.2659 | 0.2925 | 0.3218 | 0.3539 | 0.077 | 0.085 | 0.094 | 0.103 | 0.113 | 0.0153 | 0.0168 | 0.0185 | 0.0204 | 0.0224 | 0.1336 | 0.1403 | 0.1473 | 0.1547 | 0.1624 | 0.1 | 0.101 | 0.108 | 0.12 | 0.13 | 0 | 1.5 | 0 | 0 | 0 | 0 | 0 | 0 | 0 | 0
Fairfield Sapphire | 0.3945 | 0.644 | 0 |  | 3955 | 0.1182 | 0.0181 | 0 | 0 | 0.021 | 0.2372 | 29.8862 | 4191 | 4681 | 4747 | 4747 | 4747 | Jackson | 0.1257 | 0.1404 | 0.1424 | 0.1424 | 0.1424 | 0.0182 | 0.0185 | 0.0188 | 0.0191 | 0.0194 | 0 | 0 | 0 | 0 | 0 | 0 | 0 | 0 | 0 | 0 | 0.021 | 0.021 | 0.021 | 0.021 | 0.021 | 0.2573 | 0.2846 | 0.2861 | 0.2861 | 0.2861 | 0 | 0 | 0 | 0 | 0 | 0 | 0 | 0 | 0 | 0
Western Carolina University | 0.26908 | 12 | 0 |  | 9200 | 0 | 0 | 0 | 0.223 | 0.004 | 0.042083 | 0 | 10120 | 12144 | 14500 | 15400 | 16641 | Jackson | 0 | 0 | 0 | 0 | 0 | 0 | 0 | 0 | 0 | 0 | 0 | 0 | 0 | 0 | 0 | 0.253 | 0.3036 | 0.3625 | 0.385 | 0.416 | 0.005 | 0.005 | 0.005 | 0.005 | 0.005 | 0.042 | 0.043 | 0.044 | 0.045 | 0.046 | 0 | 0 | 0 | 0 | 0 | 0 | 0 | 0 | 0 | 0
Lincolnton | 2.7217 | 12 | 0.547 |  | 12320 | 0.6104 | 0.3148 | 0.279 | 0.167 | 0.274 | 0.52949 | 49.5455 | 12823 | 14875 | 17255 | 20015 | 23217 | Lincoln | 0.6412 | 0.7438 | 0.8628 | 1.001 | 1.1609 | 0.3274 | 0.3929 | 0.4714 | 0.5657 | 0.6789 | 0.4 | 0.48 | 0.576 | 0.6912 | 0.8294 | 0.171 | 0.205 | 0.245 | 0.294 | 0.3525 | 0.275 | 0.277 | 0.279 | 0.281 | 0.283 | 0.7286 | 0.7742 | 0.8294 | 0.8953 | 1.0125 | 0 | 0 | 0 | 0 | 0 | 0 | 0 | 0 | 0 | 0
Lincoln County | 4.5442 | 9.35 | 0.0457 |  | 35032 | 2.0916 | 0.3806 | 0.331 | 0.282 | 0.5572 | 0.85606 | 59.7054 | 36438 | 49344 | 64146 | 86726 | 112744 | Lincoln | 2.42 | 3.147 | 4.091 | 5.318 | 6.914 | 0.366 | 0.392 | 0.51 | 0.663 | 0.862 | 0.366 | 0.418 | 0.543 | 0.706 | 0.918 | 0.221 | 0.288 | 0.308 | 0.4 | 0.52 | 0.5572 | 0.5572 | 0.5572 | 0.5572 | 0.5572 | 0.2103 | 0.2598 | 0.3283 | 0.4211 | 0.5418 | 3.61 | 0 | 0 | 0 | 0 | 0 | 0 | 0 | 0 | 0
Marion | 1.5233 | 4.1 | 0.0623 |  | 8668 | 0.473 | 0.241 | 0.168 | 0.115 | 0.325 | 0.13903 | 54.5685 | 8685 | 8772 | 8860 | 8948 | 9038 | McDowell | 0.45 | 0.4545 | 0.459 | 0.4636 | 0.4683 | 0.2242 | 0.2265 | 0.2287 | 0.231 | 0.2333 | 0.142 | 0.1434 | 0.1449 | 0.1463 | 0.1478 | 0.117 | 0.1182 | 0.1194 | 0.1205 | 0.1218 | 0.325 | 0.33 | 0.335 | 0.34 | 0.345 | 0.1273 | 0.1288 | 0.1303 | 0.1317 | 0.1332 | 0 | 0 | 0 | 0 | 0 | 0 | 0 | 0 | 0 | 0
Old Fort | 0.317 | 0.645 | 0 |  | 1740 | 0.07 | 0.061 | 0.071 | 0 | 0.038 | 0.077 | 40.2299 | 1750 | 1785 | 1821 | 1857 | 1894 | McDowell | 0.068 | 0.07 | 0.072 | 0.074 | 0.076 | 0.0612 | 0.0625 | 0.0637 | 0.065 | 0.0663 | 0.071 | 0.072 | 0.073 | 0.074 | 0.075 | 0 | 0 | 0 | 0 | 0 | 0.039 | 0.04 | 0.041 | 0.042 | 0.043 | 0.0437 | 0.0447 | 0.0457 | 0.0467 | 0.0467 | 0 | 0 | 0 | 0 | 0 | 0 | 0 | 0 | 0 | 0
Franklin | 1.0717 | 3.1 | 0 |  | 4000 | 0.309 | 0.504 | 0 | 0 | 0.06 | 0.19867 | 77.25 | 4100 | 4600 | 5100 | 5700 | 6300 | Macon | 0.342 | 0.38 | 0.421 | 0.467 | 0.519 | 0.55 | 0.61 | 0.67 | 0.74 | 0.81 | 0 | 0 | 0 | 0 | 0 | 0 | 0 | 0 | 0 | 0 | 0.06 | 0.06 | 0.06 | 0.06 | 0.06 | 0.1711 | 0.1887 | 0.2068 | 0.2277 | 0.2496 | 0 | 0 | 0 | 0 | 0 | 0 | 0 | 0 | 0 | 0
Highlands | 0.79375 | 4.6 | 0 |  | 941 | 0.202 | 0.09 | 0 | 0 | 0.034 | 0.46775 | 214.6652 | 979 | 1174 | 1409 | 1691 | 2029 | Macon | 0.2222 | 0.2667 | 0.32 | 0.384 | 0.4608 | 0.14 | 0.168 | 0.2016 | 0.2419 | 0.2903 | 0 | 0 | 0 | 0 | 0 | 0 | 0 | 0 | 0 | 0 | 0.05 | 0.05 | 0.05 | 0.05 | 0.05 | 0.24 | 0.24 | 0.24 | 0.24 | 0.24 | 0 | 0 | 0 | 0 | 0 | 0 | 0 | 0 | 0 | 0
Mars Hill | 0.29592 | 0.6 | 0 |  | 3150 | 0.135 | 0.059 | 0.001 | 0.074 | 0.005 | 0.021917 | 42.8571 | 3502 | 3902 | 4302 | 4702 | 5102 | Madison | 0.125 | 0.128 | 0.131 | 0.134 | 0.137 | 0.045 | 0.045 | 0.046 | 0.046 | 0.047 | 0.002 | 0.002 | 0.003 | 0.003 | 0.004 | 0.085 | 0.085 | 0.087 | 0.087 | 0.09 | 0.02 | 0.02 | 0.02 | 0.02 | 0.02 | 0.017 | 0.017 | 0.018 | 0.018 | 0.019 | 0 | 0 | 0 | 0 | 0 | 0 | 0 | 0 | 0 | 0
Marshall | 0.12972 | 0.196 | 0 |  | 940 | 0.044 | 0.011 | 0.003 | 0.029 | 0 | 0.042717 | 46.8085 | 948 | 960 | 990 | 1019 | 1050 | Madison | 0.045 | 0.046 | 0.048 | 0.049 | 0.051 | 0.011 | 0.011 | 0.011 | 0.011 | 0.011 | 0.003 | 0.002 | 0.002 | 0.002 | 0.002 | 0.03 | 0.03 | 0.03 | 0.03 | 0.03 | 0 | 0 | 0 | 0 | 0 | 0.037 | 0.038 | 0.039 | 0.039 | 0.04 | 0 | 0 | 0 | 0 | 0 | 0 | 0 | 0 | 0 | 0
Hot Springs | 0.12808 | 0.18 | 0 |  | 650 | 0.115 | 0.005 | 0.003 | 0.004 | 0.001 | 8.3333e-05 | 176.9231 | 650 | 675 | 675 | 700 | 700 | Madison | 0.08 | 0.083 | 0.083 | 0.086 | 0.086 | 0.03 | 0.03 | 0.03 | 0.03 | 0.03 | 0.005 | 0.007 | 0.007 | 0.007 | 0.007 | 0.008 | 0.01 | 0.01 | 0.01 | 0.01 | 0.001 | 0.001 | 0.001 | 0.001 | 0.001 | 0.02 | 0.02 | 0.02 | 0.02 | 0.02 | 0 | 0.25 | 0 | 0 | 0 | 0 | 0 | 0 | 0 | 0
Charlotte Water | 111.2023 | 276 | 0.12236 |  | 923100 | 60.336 | 20.495 | 2.682 | 4.62 | 9.362 | 13.585 | 65.3624 | 957718 | 1158321 | 1350929 | 1543538 | 1736147 | Mecklenburg | 60.82 | 61.39 | 71.6 | 81.81 | 92.02 | 21.26 | 25.72 | 29.99 | 34.27 | 38.55 | 2.78 | 3.37 | 3.93 | 4.48 | 5.04 | 4.79 | 5.8 | 6.76 | 7.73 | 8.69 | 4.87 | 5.89 | 6.87 | 7.85 | 8.83 | 18.028 | 19.383 | 22.608 | 25.833 | 29.058 | 0 | 0 | 0 | 0 | 0 | 0.5 | 0 | 0 | 0 | 0
Lamplighter South/Danby | 0.21525 | 0.563 | 0 |  | 3354 | 0.179 | 0.002 | 0 | 0 | 0.0156 | 0.01865 | 53.3691 | 3367 | 3380 | 3393 | 3393 | 3393 | Mecklenburg | 0.1795 | 0.1797 | 0.18 | 0.18 | 0.18 | 0.002 | 0.002 | 0.002 | 0.002 | 0.002 | 0 | 0 | 0 | 0 | 0 | 0 | 0 | 0 | 0 | 0 | 0.016 | 0.016 | 0.016 | 0.016 | 0.016 | 0.0205 | 0.0205 | 0.0205 | 0.0204 | 0.0204 | 0 | 0 | 0 | 0 | 0 | 0 | 0 | 0 | 0 | 0
Bradfield Farms S/D | 0.19517 | 0.433 | 0 |  | 2851 | 0.1813 | 0.001 | 0 | 0 | 0.0012 | 0.011667 | 63.5917 | 2814 | 2920 | 2920 | 2920 | 2920 | Mecklenburg | 0.191 | 0.197 | 0.196 | 0.195 | 0.194 | 0.002 | 0.003 | 0.003 | 0.003 | 0.002 | 0 | 0 | 0 | 0 | 0 | 0 | 0 | 0 | 0 | 0 | 0.003 | 0.003 | 0.003 | 0.003 | 0.003 | 0.0124 | 0.0128 | 0.0128 | 0.0127 | 0.0126 | 0 | 0 | 0 | 0 | 0 | 0 | 0 | 0 | 0 | 0
Spruce Pine | 1.0069 | 2.927 | 0.0064 |  | 3000 | 0.404 | 0.491 | 0 | 0 | 0.02 | 0.085517 | 134.6667 | 4500 | 4500 | 4500 | 4750 | 5000 | Mitchell | 0.31 | 0.31 | 0.31 | 0.31 | 0.31 | 0.42 | 0.42 | 0.42 | 0.42 | 0.42 | 0 | 0 | 0 | 0 | 0 | 0 | 0 | 0 | 0 | 0 | 0.02 | 0.02 | 0.02 | 0.02 | 0.02 | 0.2655 | 0.2655 | 0.2655 | 0.2655 | 0.2655 | 0 | 0 | 0 | 0 | 0 | 0 | 0 | 0 | 0 | 0
Bakersville | 0.06475 | 0.066 | 0 |  | 464 | 0.025 | 0.015 | 0 | 0.005 | 0.001 | 0.01875 | 53.8793 | 484 | 504 | 524 | 544 | 564 | Mitchell | 0.027 | 0.029 | 0.031 | 0.033 | 0.035 | 0.011 | 0.012 | 0.013 | 0.014 | 0.015 | 0 | 0 | 0 | 0 | 0 | 0.005 | 0.006 | 0.007 | 0.008 | 0.009 | 0.001 | 0.001 | 0.001 | 0.001 | 0.001 | 0.016 | 0.017 | 0.019 | 0.02 | 0.022 | 0.029 | 0 | 0 | 0 | 0 | 0 | 0 | 0 | 0 | 0
Tryon | 0.52785 | 2.498 | 0 |  | 5140 | 0.2203 | 0.0061 | 0.0043 | 0.0023 | 0.0289 | 0.26595 | 42.8599 | 5192 | 5457 | 5708 | 5970 | 6244 | Polk | 0.2225 | 0.2338 | 0.2445 | 0.2557 | 0.2674 | 0.0062 | 0.0065 | 0.0068 | 0.0071 | 0.0074 | 0.0043 | 0.0043 | 0.0043 | 0.0043 | 0.0043 | 0.0023 | 0.0024 | 0.0026 | 0.0027 | 0.0028 | 0.031 | 0.031 | 0.032 | 0.032 | 0.032 | 0.1 | 0.1 | 0.1 | 0.1 | 0.1 | 0 | 0 | 0 | 0 | 0 | 0 | 0 | 0 | 0 | 0
Columbus | 0.23117 | 0.857 | 0 |  | 999 | 0.069 | 0.094 | 0 | 0 | 0.053 | 0.015167 | 69.0691 | 1001 | 1020 | 1050 | 1070 | 1090 | Polk | 0.0695 | 0.0705 | 0.0725 | 0.074 | 0.0755 | 0.095 | 0.096 | 0.097 | 0.098 | 0.099 | 0 | 0 | 0 | 0 | 0 | 0 | 0 | 0 | 0 | 0 | 0.056 | 0.0565 | 0.057 | 0.0575 | 0.058 | 0.019 | 0.02 | 0.022 | 0.022 | 0.023 | 0 | 0 | 0 | 0 | 0 | 0 | 0 | 0 | 0 | 0
Saluda | 0.10975 | 0.2 | 0 |  | 1400 | 0.051 | 0.019 | 0 | 0 | 0 | 0.03975 | 36.4286 | 1400 | 1400 | 1400 | 1400 | 1400 | Polk | 0.053 | 0.053 | 0.053 | 0.053 | 0.053 | 0.019 | 0.019 | 0.019 | 0.019 | 0.019 | 0 | 0 | 0 | 0 | 0 | 0 | 0 | 0 | 0 | 0 | 0.001 | 0.001 | 0.001 | 0.001 | 0.001 | 0.04 | 0.04 | 0.04 | 0.04 | 0.04 | 0 | 0 | 0 | 0 | 0 | 0 | 0 | 0 | 0 | 0
Salisbury | 9.7525 | 108 | 0.7466 |  | 44253 | 2.1564 | 1.7431 | 2.7426 | 0.7335 | 1 | 0.6303 | 48.7289 | 50664 | 61686 | 72200 | 75117 | 86836 | Rowan | 2.431 | 2.961 | 3.47 | 3.61 | 4.17 | 1.824 | 2.221 | 2.599 | 2.704 | 3.126 | 2.797 | 3.077 | 3.385 | 3.723 | 4.096 | 0.748 | 0.823 | 0.905 | 0.996 | 1.095 | 1 | 1.09 | 1.24 | 1.32 | 1.5 | 1.353 | 1.567 | 1.804 | 1.944 | 2.227 | 0 | 0 | 0 | 0 | 0 | 0 | 0 | 0 | 0 | 0
Landis | 0.30733 | 1 | 0 |  | 3400 | 0.1383 | 0.065 | 0.049 | 0 | 0.0365 | 0.018533 | 40.6765 | 3550 | 4500 | 5500 | 5600 | 5700 | Rowan | 0.18 | 0.1885 | 0.22 | 0.235 | 0.24 | 0.075 | 0.078 | 0.079 | 0.08 | 0.085 | 0.052 | 0.056 | 0.061 | 0.066 | 0.071 | 0 | 0 | 0 | 0 | 0 | 0.082 | 0.083 | 0.085 | 0.087 | 0.089 | 0.0375 | 0.04 | 0.043 | 0.047 | 0.051 | 0 | 0 | 0 | 0 | 0 | 0 | 0 | 0 | 0 | 0
China Grove | 0.59678 | 2 | 0 |  | 4266 | 0.191 | 0.0391 | 0.0752 | 0.016 | 0.129 | 0.14648 | 44.7726 | 4342 | 4626 | 4908 | 5207 | 5524 | Rowan | 0.217 | 0.231 | 0.245 | 0.26 | 0.276 | 0.039 | 0.041 | 0.044 | 0.046 | 0.048 | 0.076 | 0.077 | 0.079 | 0.08 | 0.082 | 0.016 | 0.016 | 0.017 | 0.017 | 0.017 | 0.13 | 0.137 | 0.144 | 0.151 | 0.158 | 0.037 | 0.039 | 0.041 | 0.043 | 0.045 | 0 | 0 | 0 | 0 | 0 | 0 | 0 | 0 | 0 | 0
Cleveland | 0.068167 | 0.206 | 0 |  | 887 | 0.041 | 0.007 | 0.008 | 0.005 | 0.001 | 0.0061667 | 46.2232 | 873 | 876 | 880 | 885 | 890 | Rowan | 0.047 | 0.048 | 0.048 | 0.048 | 0.048 | 0.008 | 0.008 | 0.008 | 0.008 | 0.008 | 0.01 | 0.01 | 0.01 | 0.01 | 0.01 | 0.006 | 0.006 | 0.006 | 0.006 | 0.006 | 0.002 | 0.002 | 0.002 | 0.002 | 0.002 | 0.012 | 0.012 | 0.013 | 0.013 | 0.013 | 0 | 0 | 0 | 0 | 0 | 0 | 0 | 0 | 0 | 0
Faith | 0.080083 | 0.209 | 0 |  | 1000 | 0.05 | 0.0022 | 0 | 0 | 0 | 0.027883 | 50 | 1010 | 1030 | 1050 | 1070 | 1090 | Rowan | 0.07 | 0.06 | 0.07 | 0.07 | 0.07 | 0 | 0.01 | 0.01 | 0.01 | 0.01 | 0 | 0 | 0 | 0 | 0 | 0 | 0 | 0 | 0 | 0 | 0.001 | 0.001 | 0.001 | 0.001 | 0.001 | 0.009 | 0.01 | 0.011 | 0.011 | 0.011 | 0 | 0 | 0 | 0 | 0 | 0 | 0 | 0 | 0 | 0
East Spencer | 0.14997 | 0.5 | 0 |  | 1526 | 0.0729 | 0.0009 | 0.0155 | 0.0137 | 0.001 | 0.045967 | 47.772 | 1550 | 1590 | 1606 | 1622 | 1638 | Rowan | 0.074 | 0.076 | 0.077 | 0.078 | 0.079 | 0.0009 | 0.001 | 0.001 | 0.0011 | 0.0011 | 0.0155 | 0.0157 | 0.0158 | 0.016 | 0.0162 | 0.0137 | 0.0139 | 0.014 | 0.0141 | 0.0143 | 0.001 | 0.001 | 0.002 | 0.002 | 0.002 | 0.015 | 0.016 | 0.016 | 0.016 | 0.016 | 0 | 0 | 0 | 0 | 0 | 0 | 0 | 0 | 0 | 0
Kannapolis | 5.2723 | 17.1 | 0.49 |  | 50868 | 2.239 | 0.986 | 0 | 0 | 0.36 | 1.1973 | 44.0159 | 53204 | 61034 | 68864 | 76694 | 85424 | Rowan | 2.916 | 3.367 | 3.889 | 4.492 | 5.188 | 0.571 | 0.657 | 0.761 | 0.879 | 1.011 | 0 | 0 | 0 | 0 | 0 | 0 | 0 | 0 | 0 | 0 | 0.497 | 0.574 | 0.663 | 0.763 | 0.881 | 1.473 | 1.7 | 1.964 | 2.268 | 2.618 | 0 | 0 | 0 | 0 | 0 | 0 | 0 | 0 | 0 | 0
Forest City | 2.2249 | 12 | 0.2949 |  | 16558 | 0.736 | 0.4869 | 0.132 | 0.105 | 0.1636 | 0.30652 | 44.4498 | 17200 | 18920 | 20810 | 22890 | 25180 | Rutherford | 0.7568 | 0.8325 | 0.9157 | 1.0073 | 1.108 | 0.46 | 0.523 | 0.594 | 0.676 | 0.768 | 0.2 | 0.22 | 0.242 | 0.266 | 0.293 | 0.15 | 0.165 | 0.18 | 0.2 | 0.22 | 0.205 | 0.217 | 0.23 | 0.244 | 0.26 | 0.224 | 0.242 | 0.268 | 0.297 | 0.329 | 0 | 0 | 0 | 0 | 0 | 0 | 0 | 0 | 0 | 0
Lake Lure | 0.060675 | 0.263 | 0.02 |  | 1214 | 0.0286 | 0.0042 | 0 | 0 | 0.005 | 0.002875 | 23.5585 | 1250 | 1300 | 1400 | 1500 | 1600 | Rutherford | 0.0425 | 0.0442 | 0.0476 | 0.051 | 0.0544 | 0.02 | 0.024 | 0.0288 | 0.0346 | 0.0415 | 0 | 0 | 0 | 0 | 0 | 0 | 0 | 0 | 0 | 0 | 0.005 | 0.005 | 0.005 | 0.005 | 0.005 | 0.007 | 0.0075 | 0.008 | 0.0085 | 0.009 | 0 | 0 | 0 | 0 | 0 | 0 | 0 | 0 | 0 | 0
Broad River Water Authority | 5.6927 | 13 | 3.8132 |  | 16732 | 0.701 | 0.189 | 0.221 | 0.112 | 0.3 | 0.35649 | 41.8958 | 16900 | 17890 | 18880 | 19870 | 20870 | Rutherford | 0.7098 | 0.7514 | 0.793 | 0.8345 | 0.8765 | 0.217 | 0.232 | 0.249 | 0.257 | 0.266 | 0.195 | 0.2087 | 0.2233 | 0.2389 | 0.2556 | 0.138 | 0.153 | 0.169 | 0.177 | 0.186 | 0.303 | 0.314 | 0.322 | 0.329 | 0.336 | 0.4 | 0.405 | 0.41 | 0.415 | 0.42 | 0 | 0 | 0 | 0 | 0 | 0 | 0 | 0 | 0 | 0
Ellenboro | 0.14625 | 0.333 | 0 |  | 2073 | 0.11 | 0.008 | 0.001 | 0.01 | 0.003 | 0.01425 | 53.0632 | 2073 | 2080 | 2085 | 2099 | 2120 | Rutherford | 0.11 | 0.11 | 0.11 | 0.111 | 0.112 | 0.01 | 0.01 | 0.01 | 0.01 | 0.011 | 0.001 | 0.001 | 0.001 | 0.001 | 0.001 | 0.01 | 0.01 | 0.01 | 0.01 | 0.011 | 0.003 | 0.003 | 0.003 | 0.003 | 0.003 | 0.0142 | 0.0142 | 0.0142 | 0.0143 | 0.0146 | 0 | 0 | 0 | 0 | 0 | 0 | 0 | 0 | 0 | 0
Bostic | 0.064333 | 0.33 | 0.0037 |  | 850 | 0.056 | 0 | 0 | 0 | 0.0015 | 0.0031333 | 65.8824 | 916 | 1064 | 1230 | 1430 | 1660 | Rutherford | 0.05 | 0.055 | 0.063 | 0.074 | 0.085 | 0 | 0 | 0 | 0 | 0 | 0 | 0 | 0 | 0 | 0 | 0 | 0 | 0 | 0 | 0 | 0.001 | 0.002 | 0.002 | 0.003 | 0.003 | 0.01 | 0.012 | 0.014 | 0.016 | 0.018 | 0 | 0 | 0 | 0 | 0 | 0 | 0 | 0 | 0 | 0
Concord Community WS | 0.088583 | 0.397 | 0 |  | 945 | 0.08 | 0 | 0 | 0 | 0.003 | 0.0055833 | 84.6561 | 954 | 1000 | 1050 | 1100 | 1160 | Rutherford | 0.0811 | 0.0851 | 0.0894 | 0.0939 | 0.0986 | 0 | 0 | 0 | 0 | 0 | 0 | 0 | 0 | 0 | 0 | 0 | 0 | 0 | 0 | 0 | 0.003 | 0.003 | 0.003 | 0.003 | 0.003 | 0.007 | 0.0072 | 0.0074 | 0.0076 | 0.0078 | 0 | 0 | 0 | 0 | 0 | 0 | 0 | 0 | 0 | 0
Chimney Rock Water Works | 0.029075 | 0.21 | 0 |  | 260 | 0.0296 | 0 | 0 | 0 | 0.014 | -0.014525 | 113.8462 | 265 | 292 | 321 | 353 | 388 | Rutherford | 0.015 | 0.016 | 0.017 | 0.018 | 0.019 | 0 | 0 | 0 | 0 | 0 | 0 | 0 | 0 | 0 | 0 | 0 | 0 | 0 | 0 | 0 | 0.014 | 0.014 | 0.014 | 0.014 | 0.014 | 0.01 | 0.01 | 0.01 | 0.01 | 0.01 | 0 | 0 | 0 | 0 | 0 | 0 | 0 | 0 | 0 | 0
Albemarle | 8.3475 | 18 | 4.592 |  | 16000 | 0.84 | 1.3 | 0.9 | 0 | 0.295 | 0.4205 | 52.5 | 16100 | 16600 | 17100 | 17700 | 18300 | Stanly | 0.675 | 0.7 | 0.72 | 0.745 | 0.77 | 0.25 | 0.3 | 0.35 | 0.4 | 0.45 | 1.36 | 1.5 | 1.6 | 1.7 | 1.8 | 0 | 0 | 0 | 0 | 0 | 0.44 | 0.5 | 0.5 | 0.55 | 0.55 | 1.143 | 1.275 | 1.417 | 1.559 | 1.7 | 0 | 0 | 0 | 0 | 0 | 0.1 | 0 | 0 | 0 | 0
Norwood | 0.54863 | 2 | 0.0431 |  | 4109 | 0.1447 | 0.02 | 0.0637 | 0.0103 | 0.008 | 0.25883 | 35.2154 | 4175 | 4521 | 4857 | 5219 | 5607 | Stanly | 0.147 | 0.1591 | 0.1709 | 0.1836 | 0.1972 | 0.0203 | 0.0219 | 0.0236 | 0.0253 | 0.0272 | 0.0637 | 0.0637 | 0.0637 | 0.0637 | 0.0637 | 0.0103 | 0.0112 | 0.012 | 0.0129 | 0.0139 | 0.01 | 0.01 | 0.012 | 0.012 | 0.012 | 0.2655 | 0.2809 | 0.2981 | 0.3143 | 0.3317 | 0 | 0 | 0 | 0 | 0 | 0 | 0 | 0 | 0 | 0
Oakboro | 0.19633 | 1.1 | 0 |  | 2844 | 0.127 | 0.015 | 0.02 | 0.0007 | 0.004 | 0.029633 | 44.6554 | 2896 | 3272 | 3698 | 4173 | 4721 | Stanly | 0.1361 | 0.1538 | 0.1745 | 0.1961 | 0.2219 | 0.029 | 0.034 | 0.038 | 0.04 | 0.045 | 0.029 | 0.029 | 0.029 | 0.029 | 0.029 | 0.002 | 0.002 | 0.002 | 0.002 | 0.002 | 0.012 | 0.012 | 0.012 | 0.012 | 0.012 | 0.035 | 0.035 | 0.035 | 0.035 | 0.035 | 0 | 0 | 0 | 0 | 0 | 0 | 0 | 0 | 0 | 0
Pfeiffer-North Stanly WA | 0.57425 | 0.75 | 0 |  | 3937 | 0.172 | 0.019 | 0.256 | 0.051 | 0.002 | 0.07425 | 43.6881 | 4063 | 4263 | 4473 | 4693 | 4923 | Stanly | 0.177 | 0.186 | 0.195 | 0.205 | 0.214 | 0.019 | 0.02 | 0.021 | 0.022 | 0.023 | 0.258 | 0.268 | 0.278 | 0.288 | 0.298 | 0.052 | 0.055 | 0.057 | 0.061 | 0.063 | 0.002 | 0.003 | 0.003 | 0.004 | 0.004 | 0.08 | 0.08 | 0.08 | 0.08 | 0.08 | 0.1 | 0 | 0 | 0 | 0 | 0 | 0 | 0 | 0 | 0
Stanly Co | 1.315 | 3.073 | 0.081 |  | 15100 | 0.315 | 0.3459 | 0.0763 | 0.3515 | 0.053 | 0.0923 | 20.8609 | 15246 | 18496 | 21746 | 23246 | 24746 | Stanly | 1.015 | 1.115 | 1.215 | 1.265 | 1.315 | 0.11 | 0.115 | 0.12 | 0.125 | 0.13 | 0.01 | 0.01 | 0.01 | 0.01 | 0.01 | 0.089 | 0.089 | 0.089 | 0.089 | 0.089 | 0.095 | 0.095 | 0.095 | 0.095 | 0.095 | 0.222 | 0.244 | 0.251 | 0.259 | 0.264 | 0 | 2 | 0 | 0 | 0 | 0 | 0 | 0 | 0 | 0
Bryson City | 0.48733 | 2 | 0 |  | 4395 | 0.1308 | 0.1482 | 0.0119 | 0 | 0.0216 | 0.17483 | 29.7611 | 4614 | 4844 | 5086 | 5340 | 5607 | Swain | 0.138 | 0.145 | 0.152 | 0.16 | 0.168 | 0.171 | 0.18 | 0.189 | 0.207 | 0.217 | 0.012 | 0.013 | 0.014 | 0.015 | 0.016 | 0 | 0 | 0 | 0 | 0 | 0.0226 | 0.0237 | 0.0248 | 0.026 | 0.0273 | 0.1922 | 0.2023 | 0.2124 | 0.2282 | 0.2396 | 0 | 0 | 0 | 0 | 0 | 0 | 0 | 0 | 0 | 0
Whittier SD | 0.0001 | 0.072 | 0 |  | 297 | 0.0001 | 0.0001 | 0 | 0.0001 | 0 | -0.0002 | 0.3367 | 102 | 104 | 105 | 106 | 107 | Swain | 0.0001 | 0.0001 | 0.0001 | 0.0001 | 0.0001 | 0.0001 | 0.0001 | 0.0001 | 0.0001 | 0.0001 | 0.0001 | 0 | 0 | 0 | 0 | 0 | 0 | 0 | 0 | 0 | 0 | 0 | 0 | 0 | 0 | -0.0001 | -0.0001 | -0.0001 | -0.0001 | 0 | 0 | 0 | 0 | 0 | 0 | 0 | 0 | 0 | 0 | 0
Brevard | 1.3053 | 2.6 | 0 |  | 8700 | 0.3405 | 0.186 | 0.0421 | 0.1218 | 0.05 | 0.56493 | 39.1379 | 11000 | 13709 | 15439 | 18000 | 20500 | Transylvania | 0.368 | 0.41 | 0.461 | 0.523 | 0.594 | 0.212 | 0.237 | 0.266 | 0.302 | 0.343 | 0.038 | 0.121 | 0.224 | 0.327 | 0.431 | 0.129 | 0.144 | 0.162 | 0.183 | 0.208 | 0.05 | 0.055 | 0.06 | 0.07 | 0.075 | 0.39 | 0.434 | 0.489 | 0.554 | 0.63 | 0 | 0 | 0 | 0 | 0 | 0 | 0 | 0 | 0 | 0
Connestee Falls | 0.27908 | 0.53 | 0 |  | 3245 | 0.1295 | 0.004 | 0 | 0 | 0.025 | 0.12058 | 39.9076 | 3220 | 3385 | 3549 | 3714 | 3879 | Transylvania | 0.097 | 0.101 | 0.105 | 0.11 | 0.115 | 0.005 | 0.005 | 0.005 | 0.005 | 0.006 | 0 | 0 | 0 | 0 | 0 | 0 | 0 | 0 | 0 | 0 | 0.04 | 0.04 | 0.04 | 0.04 | 0.04 | 0.1079 | 0.1109 | 0.1139 | 0.1177 | 0.1223 | 0 | 0 | 0 | 0 | 0 | 0 | 0 | 0 | 0 | 0
Rosman | 0.13373 | 0.151 | 0 |  | 650 | 0.0318 | 0.0029 | 0.0011 | 0.0105 | 0.002 | 0.085433 | 48.9231 | 669 | 773 | 879 | 1001 | 1140 | Transylvania | 0.0327 | 0.0377 | 0.0429 | 0.0488 | 0.0555 | 0.0029 | 0.0034 | 0.0039 | 0.0044 | 0.005 | 0.0011 | 0.0011 | 0.0011 | 0.0011 | 0.0011 | 0.0108 | 0.0124 | 0.0141 | 0.0161 | 0.0183 | 0.002 | 0.002 | 0.002 | 0.002 | 0.002 | 0.0877 | 0.1003 | 0.1134 | 0.1283 | 0.1451 | 0 | 0 | 0 | 0 | 0 | 0 | 0 | 0 | 0 | 0
Monroe | ERROR | 11.39 | 0 |  | 0 | 0 | 0 | 0 | 0 | 0 | #VALUE! | ERROR | 33270 | 38612 | 44810 | 52004 | 60353 | Union | 1.809 | 2.099 | 2.436 | 2.828 | 3.282 | 0.952 | 1.104 | 1.282 | 1.487 | 1.726 | 2.446 | 2.571 | 2.703 | 2.841 | 2.986 | 0.261 | 0.303 | 0.352 | 0.409 | 0.474 | 0.784 | 0.819 | 0.951 | 1.103 | 1.28 | 0.3541 | 0.3906 | 0.4375 | 0.491 | 0.5522 | 0 | 0 | 0 | 0 | 0 | 0 | 0 | 0 | 0 | 0
Marshville | 0.28908 | 0.7 | 0 |  | 2475 | 0.122 | 0.034 | 0.055 | 0.0018 | 0.001 | 0.075283 | 49.2929 | 2624 | 3149 | 3779 | 4535 | 5442 | Union | 0.141 | 0.169 | 0.202 | 0.242 | 0.29 | 0.013 | 0.015 | 0.018 | 0.022 | 0.026 | 0.058 | 0.069 | 0.083 | 0.099 | 0.119 | 0.001 | 0.001 | 0.001 | 0.001 | 0.001 | 0.001 | 0.001 | 0.001 | 0.001 | 0.001 | 0.118 | 0.14 | 0.168 | 0.201 | 0.24 | 0 | 0 | 0 | 0 | 0 | 0 | 0 | 0 | 0 | 0
Wingate | 0.3692 | 0.7 | 0.0021781 |  | 3500 | 0.1132 | 0.0298 | 0.0147 | 0.1231 | 0.001 | 0.085222 | 32.3429 | 3535 | 3570 | 3606 | 3642 | 3678 | Union | 0.1131 | 0.1142 | 0.1153 | 0.1165 | 0.1177 | 0.0273 | 0.0275 | 0.0278 | 0.0287 | 0.029 | 0.0152 | 0.0153 | 0.0155 | 0.0156 | 0.0158 | 0.125 | 0.1262 | 0.1275 | 0.1288 | 0.1301 | 0.001 | 0.001 | 0.001 | 0.001 | 0.001 | 0.1216 | 0.1227 | 0.124 | 0.1255 | 0.1268 | 0 | 0 | 0 | 0 | 0 | 0 | 0 | 0 | 0 | 0
Union County | 13.9668 | 25 | 0.50127 |  | 137428 | 8.82 | 1.326 | 0.859 | 0.288 | 0.0173 | 2.1553 | 64.1791 | 145228 | 191880 | 251251 | 319760 | 406930 | Union | 10.163 | 13.438 | 17.586 | 22.396 | 28.492 | 1.371 | 1.875 | 2.796 | 3.98 | 5.633 | 0.914 | 1.354 | 2.125 | 2.931 | 4.037 | 0.305 | 0.417 | 0.559 | 0.724 | 1.033 | 0.0327 | 0.0425 | 0.0553 | 0.0718 | 0.0934 | 1.981 | 2.604 | 3.355 | 4.161 | 5.163 | 2 | 20 | 20 | 4 | 0 | 0.04 | 0.095 | 0.12 | 0.153 | 0.193
Boone | 1.4659 | 3 | 0 |  | 19781 | 0.409 | 0.711 | 0.004 | 0.078 | 0.14 | 0.1239 | 20.6764 | 20967 | 26906 | 32287 | 38744 | 42618 | Watauga | 0.451 | 0.578 | 0.694 | 0.833 | 0.916 | 0.784 | 1 | 1.08 | 1.14 | 1.23 | 0.004 | 0.006 | 0.008 | 0.01 | 0.014 | 0.08 | 0.088 | 0.097 | 0.107 | 0.118 | 0.165 | 0.17 | 0.175 | 0.18 | 0.185 | 0.175 | 0.25 | 0.285 | 0.295 | 0.325 | 4 | 0 | 0 | 0 | 0 | 0 | 0 | 0 | 0 | 0
Blowing Rock | 0.33943 | 0.4 | 0 |  | 1300 | 0.117 | 0.0895 | 0 | 0 | 0.005 | 0.12793 | 90 | 1350 | 1628 | 1926 | 2280 | 2698 | Watauga | 0.1214 | 0.1463 | 0.1731 | 0.2048 | 0.2423 | 0.0928 | 0.1119 | 0.1324 | 0.1566 | 0.1853 | 0 | 0 | 0 | 0 | 0 | 0 | 0 | 0 | 0 | 0 | 0.005 | 0.005 | 0.005 | 0.005 | 0.005 | 0.1333 | 0.16 | 0.1888 | 0.2228 | 0.263 | 0.23 | 0 | 0 | 0 | 0 | 0 | 0 | 0 | 0 | 0
Appalachian State University | 0.28767 | 2 | 0 |  | 11150 | 0 | 0 | 0 | 0.23 | 0.025 | 0.032667 | 0 | 11150 | 12000 | 15000 | 17000 | 20000 | Watauga | 0 | 0 | 0 | 0 | 0 | 0 | 0 | 0 | 0 | 0 | 0 | 0 | 0 | 0 | 0 | 0.29 | 0.32 | 0.35 | 0.37 | 0.4 | 0.013 | 0.014 | 0.018 | 0.02 | 0.02 | 0.025 | 0.027 | 0.03 | 0.031 | 0.031 | 0 | 0 | 0 | 0 | 0 | 0 | 0 | 0 | 0 | 0
Beech Mountain | 0.39083 | 0.3 | 0 |  | 213 | 0.0876 | 0.0222 | 0 | 0 | 0.025 | 0.25603 | 411.2676 | 221 | 267 | 322 | 389 | 470 | Watauga | 0.0909 | 0.1097 | 0.1325 | 0.1598 | 0.1931 | 0.023 | 0.0278 | 0.0335 | 0.0405 | 0.0489 | 0 | 0 | 0 | 0 | 0 | 0 | 0 | 0 | 0 | 0 | 0.025 | 0.025 | 0.025 | 0.025 | 0.025 | 0.264 | 0.3088 | 0.363 | 0.4282 | 0.5075 | 0 | 2 | 0 | 0 | 0 | 0 | 0 | 0 | 0 | 0
Seven Devils | 0.020767 | 0.195 | 0 |  | 400 | 0.024 | 0.001 | 0 | 0.002 | 0.005 | -0.011233 | 60 | 408 | 451 | 493 | 539 | 590 | Watauga | 0.0244 | 0.0269 | 0.0294 | 0.0321 | 0.0351 | 0.001 | 0.0011 | 0.0012 | 0.0013 | 0.0014 | 0 | 0 | 0 | 0 | 0 | 0.002 | 0.0022 | 0.0024 | 0.0026 | 0.0029 | 0.005 | 0.005 | 0.005 | 0.005 | 0.005 | 0.0054 | 0.0058 | 0.0063 | 0.0068 | 0.0074 | 0 | 0 | 0 | 0 | 0 | 0 | 0 | 0 | 0 | 0
North Wilkesboro | 2.7167 | 15 | 1.9688 |  | 4245 | 0.199 | 0.138 | 0.046 | 0.14 | 0.01 | 0.21492 | 46.8787 | 4450 | 4762 | 5095 | 5451 | 5832 | Wilkes | 0.223 | 0.238 | 0.255 | 0.273 | 0.292 | 0.09 | 0.095 | 0.1 | 0.105 | 0.111 | 0.05 | 0.05 | 0.05 | 0.05 | 0.05 | 0.25 | 0.25 | 0.25 | 0.25 | 0.25 | 0.02 | 0.02 | 0.03 | 0.03 | 0.03 | 0.2556 | 0.2637 | 0.2766 | 0.2859 | 0.296 | 0 | 0 | 0 | 0 | 0 | 0 | 0 | 0 | 0 | 0
Mulberry Fairplains WA | 0.91254 | 2 | 0.493 |  | 8150 | 0.3065 | 0.002 | 0.001 | 0.001 | 0.001 | 0.10804 | 37.6074 | 8166 | 8248 | 8323 | 8398 | 8474 | Wilkes | 0.3071 | 0.3101 | 0.3129 | 0.3157 | 0.3185 | 0.002 | 0.002 | 0.002 | 0.002 | 0.0021 | 0.001 | 0.001 | 0.001 | 0.001 | 0.001 | 0.001 | 0.001 | 0.001 | 0.001 | 0.001 | 0.001 | 0.001 | 0.001 | 0.001 | 0.001 | 0.104 | 0.105 | 0.1059 | 0.1069 | 0.1078 | 0 | 0 | 0 | 0 | 0 | 0 | 0 | 0 | 0 | 0
West Wilkes Water Association | 0.91717 | 2.17 | 0.021 |  | 12202 | 0.575 | 0.075 | 0 | 0.018 | 0.065 | 0.16317 | 47.1234 | 12498 | 12623 | 12749 | 12877 | 13005 | Wilkes | 0.46 | 0.475 | 0.5 | 0.52 | 0.555 | 0.141 | 0.143 | 0.146 | 0.15 | 0.152 | 0 | 0 | 0 | 0 | 0 | 0.088 | 0.089 | 0.09 | 0.09 | 0.09 | 0.041 | 0.041 | 0.042 | 0.042 | 0.042 | 0.142 | 0.146 | 0.151 | 0.156 | 0.163 | 0 | 0 | 0 | 0 | 0 | 0 | 0 | 0 | 0 | 0
Wilkesboro | 4.6196 | 16 | 0.81597 |  | 3491 | 0.1717 | 0.1726 | 2.7969 | 0.2674 | 0.1103 | 0.28476 | 49.1836 | 3828 | 4211 | 4632 | 5095 | 5605 | Wilkes | 0.214 | 0.236 | 0.259 | 0.285 | 0.314 | 0.263 | 0.289 | 0.318 | 0.35 | 0.385 | 2.73 | 2.867 | 3.01 | 3.161 | 3.319 | 0.297 | 0.312 | 0.327 | 0.343 | 0.36 | 0.11 | 0.115 | 0.12 | 0.125 | 0.13 | 0.446 | 0.473 | 0.501 | 0.532 | 0.564 | 0 | 0 | 0 | 0 | 0 | 0 | 0 | 0 | 0 | 0
Blue Ridge WA | 0.69633 | 1 | 0.001 |  | 8075 | 0.404 | 0.152 | 0.0475 | 0.01 | 0.002 | 0.079833 | 50.031 | 8077 | 8087 | 8097 | 8107 | 8117 | Wilkes | 0.4041 | 0.4046 | 0.4051 | 0.4056 | 0.4061 | 0.152 | 0.1521 | 0.1523 | 0.1525 | 0.1526 | 0.0475 | 0.0475 | 0.0475 | 0.0475 | 0.0475 | 0.01 | 0.01 | 0.01 | 0.01 | 0.01 | 0.002 | 0.002 | 0.002 | 0.002 | 0.002 | 0.0805 | 0.0806 | 0.0807 | 0.0808 | 0.0809 | 0 | 0 | 0 | 0 | 0 | 0 | 0 | 0 | 0 | 0
Broadway Water Association. Inc. | 0.21408 | 0.5 | 0 |  | 3600 | 0.164 | 0.002 | 0 | 0.004 | 0.004 | 0.040083 | 45.5556 | 3600 | 3700 | 3800 | 3900 | 4000 | Wilkes | 0.175 | 0.179 | 0.183 | 0.187 | 0.192 | 0.01 | 0.01 | 0.01 | 0.01 | 0.01 | 0 | 0 | 0 | 0 | 0 | 0.002 | 0.002 | 0.002 | 0.002 | 0.002 | 0.001 | 0.001 | 0.001 | 0.001 | 0.001 | 0.0251 | 0.0257 | 0.0262 | 0.0267 | 0.0274 | 0 | 0 | 0 | 0 | 0 | 0 | 0 | 0 | 0 | 0
Moravian Falls Water Works | 0.31325 | 0.5 | 0 |  | 3302 | 0.2193 | 0.002 | 0.001 | 0.002 | 0.001 | 0.08795 | 66.4143 | 3309 | 3342 | 3372 | 3403 | 3433 | Wilkes | 0.2197 | 0.2219 | 0.2239 | 0.2259 | 0.2279 | 0.002 | 0.002 | 0.002 | 0.002 | 0.002 | 0.001 | 0.001 | 0.001 | 0.001 | 0.001 | 0.002 | 0.002 | 0.002 | 0.002 | 0.002 | 0.001 | 0.001 | 0.001 | 0.001 | 0.001 | 0.0873 | 0.0881 | 0.0889 | 0.0897 | 0.0904 | 0 | 0 | 0 | 0 | 0 | 0 | 0 | 0 | 0 | 0
Ronda | 0.064383 | 0.186 | 0 |  | 907 | 0.0251 | 0.001 | 0.0156 | 0.0044 | 0.001 | 0.017283 | 27.6736 | 909 | 918 | 926 | 935 | 943 | Wilkes | 0.0251 | 0.0253 | 0.0255 | 0.0257 | 0.0259 | 0.001 | 0.001 | 0.001 | 0.001 | 0.001 | 0.0156 | 0.0156 | 0.0156 | 0.0156 | 0.0156 | 0.0044 | 0.0044 | 0.0045 | 0.0045 | 0.0045 | 0.001 | 0.001 | 0.001 | 0.001 | 0.001 | 0.0173 | 0.0174 | 0.0175 | 0.0176 | 0.0176 | 0 | 0 | 0 | 0 | 0 | 0 | 0 | 0 | 0 | 0
Burlington | 12.9673 | 50.2 | 3.4901 |  | 53124 | 3.361 | 3.8357 | 0 | 0 | 0.5572 | 1.7233 | 63.2671 | 56100 | 62896 | 70500 | 79000 | 88600 | Alamance | 3.534 | 3.962 | 4.442 | 4.977 | 5.582 | 4.768 | 5.346 | 5.992 | 6.725 | 7.531 | 0 | 0 | 0 | 0 | 0 | 0 | 0 | 0 | 0 | 0 | 0.489 | 0.503 | 0.564 | 0.632 | 0.709 | 1.9564 | 2.1834 | 2.4476 | 2.7449 | 3.076 | 0 | 0 | 0 | 0 | 0 | 0 | 0 | 0 | 0 | 0
Graham | 3.8518 | 12.5 | 1.9606 |  | 14800 | 0.656 | 0.376 | 0.258 | 0.097 | 0.358 | 0.14623 | 44.3243 | 15106 | 15965 | 17463 | 18511 | 19622 | Alamance | 0.648 | 0.686 | 0.725 | 0.771 | 0.817 | 0.338 | 0.358 | 0.379 | 0.402 | 0.426 | 0.233 | 0.247 | 0.262 | 0.278 | 0.294 | 0.116 | 0.123 | 0.13 | 0.138 | 0.146 | 0.193 | 0.204 | 0.217 | 0.23 | 0.243 | 0.766 | 0.882 | 1.005 | 1.128 | 1.24 | 0 | 0 | 0 | 0 | 0 | 0 | 0 | 0 | 0 | 0
Mebane | 1.6689 | 6 | 0 |  | 15464 | 0.754 | 0.177 | 0.271 | 0.015 | 0.036 | 0.41592 | 48.7584 | 17173 | 26367 | 40425 | 56662 | 78165 | Alamance | 0.837 | 1.254 | 1.875 | 2.564 | 3.451 | 0.221 | 0.332 | 0.498 | 0.747 | 1.12 | 0.305 | 0.381 | 0.476 | 0.595 | 0.744 | 0.016 | 0.02 | 0.023 | 0.028 | 0.034 | 0.036 | 0.037 | 0.038 | 0.039 | 0.04 | 0.433 | 0.422 | 0.411 | 0.401 | 0.391 | 0 | 0 | 0 | 0 | 0 | 0 | 0 | 0 | 0 | 0
Haw River | 0.52118 | 1.5 | 0.3675 |  | 2472 | 0.0914 | 0.0339 | 0.0339 | 0.0023 | 0.001 | -0.0088167 | 36.9741 | 2547 | 2956 | 3430 | 3981 | 4620 | Alamance | 0.0941 | 0.1093 | 0.1268 | 0.1472 | 0.1708 | 0.0349 | 0.0405 | 0.047 | 0.0546 | 0.0633 | 0.0349 | 0.0405 | 0.047 | 0.0546 | 0.0633 | 0.0023 | 0.0027 | 0.0032 | 0.0037 | 0.0042 | 0.001 | 0.0012 | 0.0014 | 0.0016 | 0.0019 | 0.0163 | 0.0189 | 0.0219 | 0.0254 | 0.0295 | 0 | 0 | 0 | 0 | 0 | 0 | 0 | 0 | 0 | 0
Elon | 0.56625 | 1.6 | 0 |  | 12183 | 0.3085 | 0.0186 | 0.0068 | 0.2338 | 0.001 | -0.00245 | 25.3222 | 12923 | 16497 | 21077 | 25154 | 29231 | Alamance | 0.325 | 0.403 | 0.5 | 0.579 | 0.654 | 0.019 | 0.023 | 0.028 | 0.033 | 0.04 | 0.007 | 0.007 | 0.007 | 0.007 | 0.007 | 0.241 | 0.277 | 0.318 | 0.398 | 0.498 | 0.01 | 0.014 | 0.02 | 0.027 | 0.038 | 0.0063 | 0.0076 | 0.009 | 0.0107 | 0.0126 | 0 | 0 | 0 | 0 | 0 | 0 | 0 | 0 | 0 | 0
Green Level | 0.11533 | 0.181 | 0 |  | 2702 | 0.097 | 0 | 0 | 0 | 0.001 | 0.017333 | 35.8993 | 2729 | 2756 | 2783 | 2811 | 2839 | Alamance | 0.0978 | 0.0989 | 0.0999 | 0.101 | 0.102 | 0 | 0 | 0 | 0 | 0 | 0 | 0 | 0 | 0 | 0 | 0 | 0 | 0 | 0 | 0 | 0.001 | 0.001 | 0.001 | 0.001 | 0.001 | 0.0171 | 0.0173 | 0.0175 | 0.0177 | 0.0179 | 0 | 0 | 0 | 0 | 0 | 0 | 0 | 0 | 0 | 0
Alamance | 0.061358 | 0.5 | 0 |  | 1100 | 0.0504 | 0.0028 | 0.0016 | 0.0044 | 0.002 | 0.00015833 | 45.8182 | 1100 | 1200 | 1320 | 1450 | 1600 | Alamance | 0.063 | 0.068 | 0.075 | 0.083 | 0.091 | 0.003 | 0.004 | 0.004 | 0.005 | 0.005 | 0.003 | 0.003 | 0.003 | 0.004 | 0.004 | 0.005 | 0.005 | 0.006 | 0.006 | 0.006 | 0.002 | 0.002 | 0.002 | 0.002 | 0.002 | 0.0105 | 0.0113 | 0.0124 | 0.0138 | 0.0149 | 0 | 0 | 0 | 0 | 0 | 0 | 0 | 0 | 0 | 0
Ossipee SD | 0.02925 | 0.1 | 0 |  | 553 | 0.025 | 0.001 | 0 | 0 | 0.001 | 0.00225 | 45.208 | 558 | 564 | 569 | 575 | 581 | Alamance | 0.0262 | 0.0265 | 0.0267 | 0.027 | 0.0273 | 0.001 | 0.0012 | 0.001 | 0.001 | 0.0011 | 0 | 0 | 0 | 0 | 0 | 0 | 0 | 0 | 0 | 0 | 0 | 0 | 0 | 0 | 0 | 0.002 | 0.0021 | 0.0021 | 0.0021 | 0.0021 | 0 | 0 | 0 | 0 | 0 | 0 | 0 | 0 | 0 | 0
Yanceyville | 0.4545 | 6.3 | 0 |  | 2326 | 0.1974 | 0.0436 | 0 | 0.0041 | 0.155 | 0.0544 | 84.8667 | 2326 | 2400 | 2400 | 2450 | 2450 | Caswell | 0.044 | 0.045 | 0.045 | 0.046 | 0.046 | 0.2 | 0.2 | 0.2 | 0.2 | 0.2 | 0.005 | 0.005 | 0.006 | 0.006 | 0.007 | 0.005 | 0.005 | 0.006 | 0.006 | 0.007 | 0.15 | 0.15 | 0.15 | 0.15 | 0.15 | 0.0635 | 0.0637 | 0.064 | 0.0641 | 0.0645 | 0 | 0 | 0 | 0 | 0 | 0 | 0 | 0 | 0 | 0
Milton | 0.014 | 0.108 | 0 |  | 161 | 0.012 | 0.001 | 0 | 0 | 0 | 0.001 | 74.5342 | 155 | 152 | 150 | 145 | 140 | Caswell | 0.012 | 0.012 | 0.012 | 0.012 | 0.011 | 0.002 | 0.002 | 0.002 | 0.002 | 0.002 | 0 | 0 | 0 | 0 | 0 | 0 | 0 | 0 | 0 | 0 | 0 | 0 | 0 | 0 | 0 | 0.001 | 0.001 | 0.001 | 0.001 | 0.001 | 0 | 0 | 0 | 0 | 0 | 0 | 0 | 0 | 0 | 0
Lexington | 2.8679 | 6.95 | 0 |  | 19105 | 0.8854 | 0.5843 | 0.9384 | 0.0324 | 0.1073 | 0.32012 | 46.3439 | 21000 | 22000 | 23250 | 24400 | 25400 | Davidson | 0.97 | 1.01 | 1.07 | 1.12 | 1.17 | 0.61 | 0.64 | 0.67 | 0.7 | 0.74 | 0.88 | 0.92 | 0.96 | 1.01 | 1.06 | 0.02 | 0.02 | 0.02 | 0.02 | 0.02 | 0.2 | 0.2 | 0.2 | 0.2 | 0.2 | 0.6093 | 0.6343 | 0.6638 | 0.6934 | 0.7252 | 0 | 0 | 0 | 0 | 0 | 0 | 0 | 0 | 0 | 0
Thomasville | 2.6233 | 6.95 | 0 |  | 25872 | 1.063 | 0.307 | 0.115 | 0.039 | 0.78 | 0.31933 | 41.0869 | 28500 | 30000 | 31500 | 33000 | 34500 | Davidson | 1.18 | 1.24 | 1.31 | 1.37 | 1.43 | 0.2 | 0.21 | 0.22 | 0.23 | 0.24 | 0.2 | 0.21 | 0.22 | 0.23 | 0.24 | 0.05 | 0.05 | 0.055 | 0.055 | 0.06 | 0.65 | 0.7 | 0.7 | 0.7 | 0.7 | 0.296 | 0.307 | 0.322 | 0.334 | 0.346 | 0 | 0 | 0 | 0 | 0 | 0 | 0 | 0 | 0 | 0
Davidson Water | 9.893 | 70.19 | 0.047288 |  | 155700 | 7.274 | 0.264 | 0.222 | 0.3041 | 0.11 | 1.6716 | 46.718 | 163205 | 180705 | 198205 | 215705 | 233205 | Davidson | 8.181 | 9.204 | 10.354 | 11.649 | 13.105 | 0.271 | 0.297 | 0.323 | 0.349 | 0.379 | 0.241 | 0.265 | 0.291 | 0.321 | 0.353 | 0.329 | 0.362 | 0.398 | 0.438 | 0.482 | 0.385 | 0.432 | 0.485 | 0.545 | 0.611 | 1.482 | 1.664 | 1.867 | 2.096 | 2.352 | 0 | 0 | 0 | 0 | 0 | 0 | 0 | 0 | 0 | 0
Denton | 1.2542 | 2.3 | 0.663 |  | 1690 | 0.0817 | 0.024 | 0.04 | 0.009 | 0.341 | 0.0955 | 48.3432 | 1690 | 1700 | 1710 | 1725 | 1750 | Davidson | 0.082 | 0.083 | 0.086 | 0.086 | 0.088 | 0.025 | 0.025 | 0.027 | 0.028 | 0.03 | 0.048 | 0.05 | 0.052 | 0.054 | 0.056 | 0.01 | 0.012 | 0.017 | 0.018 | 0.02 | 0.34 | 0.345 | 0.349 | 0.349 | 0.349 | 0.0981 | 0.102 | 0.1032 | 0.1039 | 0.1055 | 0 | 0 | 0 | 0 | 0 | 0 | 0 | 0 | 0 | 0
Handy Sanitary District | 0.66242 | 1.125 | 0.092 |  | 3157 | 0.2937 | 0.025 | 0.002 | 0.0276 | 0.001 | 0.22112 | 93.0314 | 3241 | 3338 | 3472 | 3600 | 3700 | Davidson | 0.3 | 0.309 | 0.3229 | 0.3348 | 0.3441 | 0.027 | 0.028 | 0.029 | 0.03 | 0.032 | 0.002 | 0.002 | 0.002 | 0.002 | 0.002 | 0.03 | 0.031 | 0.032 | 0.033 | 0.034 | 0.001 | 0.002 | 0.002 | 0.002 | 0.002 | 0.2285 | 0.2361 | 0.2444 | 0.2514 | 0.254 | 0 | 0 | 0 | 0 | 0 | 0 | 0 | 0 | 0 | 0
Mocksville | 0.90108 | 3.6 | 0 |  | 5271 | 0.396 | 0.093 | 0.074 | 0.056 | 0.209 | 0.073083 | 75.1281 | 5500 | 6000 | 6500 | 7100 | 7700 | Davie | 0.43 | 0.44 | 0.475 | 0.513 | 0.554 | 0.1 | 0.102 | 0.107 | 0.112 | 0.118 | 0.1 | 0.088 | 0.097 | 0.106 | 0.117 | 0.06 | 0.063 | 0.066 | 0.069 | 0.073 | 0.1 | 0.079 | 0.083 | 0.087 | 0.091 | 0.09 | 0.07 | 0.07 | 0.07 | 0.07 | 0 | 0 | 0 | 0 | 0 | 0 | 0 | 0 | 0 | 0
Davie Co | 2.9116 | 73.5 | 0.0026712 |  | 26500 | 1.805 | 0.17 | 0.048 | 0.072 | 0.56 | 0.25391 | 68.1132 | 31418 | 37736 | 44796 | 52952 | 62361 | Davie | 1.944 | 2.235 | 2.57 | 2.956 | 3.399 | 0.205 | 0.235 | 0.271 | 0.311 | 0.358 | 0.178 | 0.205 | 0.236 | 0.271 | 0.312 | 0.071 | 0.082 | 0.094 | 0.108 | 0.125 | 0.56 | 0.59 | 0.62 | 0.65 | 0.68 | 0.337 | 0.387 | 0.445 | 0.512 | 0.589 | 0 | 0 | 0 | 0 | 0 | 0 | 0 | 0 | 0 | 0
City of Winston-Salem | 37.7417 | 133 | 0.39678 |  | 371063 | 14.49 | 10.2 | 4.86 | 0.94 | 1.94 | 4.9149 | 39.05 | 360000 | 401000 | 453000 | 505000 | 557000 | Forsyth | 17.797 | 19.317 | 20.838 | 22.725 | 25.065 | 10.08 | 11.23 | 12.68 | 14.14 | 15.6 | 7.2 | 8.02 | 9.06 | 10.1 | 11.14 | 1.372 | 1.489 | 1.606 | 1.751 | 1.931 | 2 | 2.2 | 2.4 | 2.6 | 2.8 | 4.4914 | 4.9361 | 5.4417 | 5.9945 | 6.6042 | 0 | 0 | 0 | 0 | 0 | 0 | 0 | 0 | 0 | 0
Louisburg | 0.6235 | 3 | 0.149 |  | 3328 | 0.126 | 0.203 | 0 | 0.053 | 0.055 | 0.0375 | 37.8606 | 3950 | 4500 | 4680 | 4870 | 5500 | Franklin | 0.138 | 0.158 | 0.164 | 0.171 | 0.193 | 0.203 | 0.215 | 0.23 | 0.242 | 0.268 | 0.04 | 0.044 | 0.05 | 0.054 | 0.06 | 0.1 | 0.11 | 0.12 | 0.135 | 0.17 | 0.068 | 0.078 | 0.086 | 0.094 | 0.11 | 0.1519 | 0.1673 | 0.1798 | 0.1925 | 0.2216 | 0 | 0 | 0 | 0 | 0 | 0 | 0 | 0 | 0 | 0
Bunn | 0.12461 | 0.5 | 0 |  | 915 | 0.024 | 0.013 | 0 | 0.075 | 0.001 | 0.011608 | 26.2295 | 925 | 1100 | 1650 | 2500 | 3250 | Franklin | 0.025 | 0.029 | 0.043 | 0.065 | 0.085 | 0.015 | 0.025 | 0.035 | 0.045 | 0.055 | 0.001 | 0.002 | 0.003 | 0.004 | 0.005 | 0.08 | 0.09 | 0.1 | 0.11 | 0.12 | 0.001 | 0.002 | 0.003 | 0.004 | 0.005 | 0.0162 | 0.0196 | 0.0244 | 0.0303 | 0.0358 | 0 | 0 | 0 | 0 | 0 | 0 | 0 | 0 | 0 | 0
Franklin County Public Utilities | 2.2267 | 5.667 | 0.284 |  | 13100 | 0.345 | 0.075 | 1.189 | 0.548 | 0.025 | -0.23933 | 26.3359 | 15368 | 22500 | 25000 | 27500 | 30000 | Franklin | 0.8 | 1.1 | 1.3 | 1.5 | 1.7 | 0.25 | 0.3 | 0.35 | 0.4 | 0.45 | 1.2 | 1.3 | 1.4 | 1.6 | 1.7 | 0.1 | 0.15 | 0.2 | 0.25 | 0.3 | 0.05 | 0.055 | 0.06 | 0.065 | 0.07 | 0.1716 | 0.2077 | 0.2366 | 0.2727 | 0.3017 | 1.5 | 0 | 0 | 0 | 0 | 1.5 | 0 | 0 | 0 | 0
Lake Royale | 0.15579 | 0.3 | 0 |  | 4669 | 0.1285 | 0.0005 | 0 | 0 | 0.015 | 0.011792 | 27.522 | 5000 | 5500 | 6000 | 6500 | 7000 | Franklin | 0.1585 | 0.1785 | 0.1985 | 0.2185 | 0.2385 | 0.0005 | 0.0005 | 0.0005 | 0.0005 | 0.0005 | 0 | 0 | 0 | 0 | 0 | 0 | 0 | 0 | 0 | 0 | 0.015 | 0.015 | 0.015 | 0.015 | 0.015 | 0.012 | 0.013 | 0.014 | 0.015 | 0.016 | 0 | 0 | 0 | 0 | 0 | 0 | 0 | 0 | 0 | 0
Oxford | 1.2123 | 2 | 0.0296 |  | 8850 | 0.3115 | 0.2055 | 0.3125 | 0.06 | 0.039 | 0.25418 | 35.1977 | 8956 | 9225 | 9501 | 9786 | 10080 | Granville | 0.41 | 0.42 | 0.43 | 0.44 | 0.45 | 0.093 | 0.094 | 0.095 | 0.096 | 0.097 | 0.32 | 0.33 | 0.34 | 0.35 | 0.36 | 0.084 | 0.085 | 0.086 | 0.087 | 0.088 | 0.023 | 0.024 | 0.035 | 0.036 | 0.03 | 0.15 | 0.16 | 0.17 | 0.18 | 0.19 | 2 | 0 | 0 | 0 | 0 | 0 | 0 | 0 | 0 | 0
Stovall | 0.029333 | 0.075 | 0 |  | 483 | 0.017 | 0.0004 | 0 | 0.003 | 0.007 | 0.0019333 | 35.1967 | 490 | 500 | 500 | 500 | 500 | Granville | 0.018 | 0.019 | 0.019 | 0.019 | 0.019 | 0.001 | 0.001 | 0.001 | 0.001 | 0.001 | 0 | 0 | 0 | 0 | 0 | 0.005 | 0.005 | 0.005 | 0.005 | 0.005 | 0.007 | 0.007 | 0.007 | 0.007 | 0.007 | 0.0053 | 0.0053 | 0.0053 | 0.0053 | 0.0053 | 0 | 0 | 0 | 0 | 0 | 0 | 0 | 0 | 0 | 0
South Granville Water and Sewer Authority | 2.6818 | 11 | 0 |  | 19216 | 0.5695 | 0.151 | 0.0594 | 1.046 | 0.601 | 0.25493 | 29.6368 | 19600 | 21560 | 23716 | 26088 | 28696 | Granville | 0.58 | 0.638 | 0.702 | 0.772 | 0.85 | 0.154 | 0.169 | 0.186 | 0.205 | 0.226 | 0.06 | 0.066 | 0.073 | 0.08 | 0.088 | 1.067 | 1.174 | 1.291 | 1.42 | 1.562 | 0.611 | 0.673 | 0.74 | 0.814 | 0.895 | 0.249 | 0.274 | 0.301 | 0.331 | 0.364 | 0 | 0 | 0 | 0 | 0 | 0 | 0 | 0 | 0 | 0
Greensboro | 35.0787 | 52.836 | 0.093688 |  | 302454 | 16.383 | 9.552 | 1.7398 | 0.901 | 3.202 | 3.2072 | 54.1669 | 308064 | 337712 | 370213 | 405843 | 444901 | Guilford | 18.683 | 21.165 | 24.409 | 28.15 | 32.464 | 10.671 | 12.089 | 13.942 | 16.078 | 18.542 | 2.205 | 2.498 | 2.881 | 3.322 | 3.831 | 0.875 | 0.992 | 1.144 | 1.319 | 1.521 | 3.173 | 3.173 | 3.173 | 3.173 | 3.173 | 3.125 | 3.521 | 4.04 | 4.638 | 5.328 | 0 | 4.9 | 10.37 | 4.9 | 0 | 0 | 0 | 0 | 0 | 0
High Point | 13.3728 | 24.18 | 0.50039 |  | 113125 | 5.54 | 3.01 | 0.8 | 0 | 2.35 | 1.1724 | 48.9724 | 114821 | 119413 | 124189 | 129156 | 134322 | Guilford | 5.595 | 5.819 | 6.052 | 6.294 | 6.546 | 3.04 | 3.161 | 3.255 | 3.353 | 3.453 | 0.816 | 0.849 | 0.883 | 0.918 | 0.955 | 0 | 0 | 0 | 0 | 0 | 2 | 2.1 | 2.205 | 2.271 | 2.34 | 1.9214 | 2.0017 | 2.0798 | 2.1538 | 2.2307 | 0 | 0 | 0 | 0 | 0 | 0 | 0 | 0 | 0 | 0
Gibsonville | 0.52042 | 2.5 | 0 |  | 7200 | 0.398 | 0.063 | 0.002 | 0.018 | 0.001 | 0.038417 | 55.2778 | 7664 | 9580 | 11974 | 14968 | 18710 | Guilford | 0.405 | 0.496 | 0.608 | 0.745 | 0.913 | 0.071 | 0.078 | 0.086 | 0.095 | 0.104 | 0.029 | 0.032 | 0.035 | 0.037 | 0.04 | 0.002 | 0.002 | 0.002 | 0.003 | 0.003 | 0.002 | 0.003 | 0.003 | 0.004 | 0.004 | 0.0486 | 0.0583 | 0.07 | 0.0844 | 0.1015 | 0 | 0 | 0 | 0 | 0 | 0 | 0 | 0 | 0 | 0
Jamestown | 0.48608 | 1.775 | 0 |  | 6388 | 0.3039 | 0.0371 | 0.0781 | 0.0419 | 0.002 | 0.023083 | 47.5736 | 7000 | 7500 | 8200 | 8500 | 8800 | Guilford | 0.343 | 0.368 | 0.402 | 0.417 | 0.431 | 0.075 | 0.078 | 0.08 | 0.082 | 0.084 | 0.095 | 0.095 | 0.095 | 0.095 | 0.095 | 0.06 | 0.07 | 0.075 | 0.08 | 0.085 | 0.002 | 0.002 | 0.003 | 0.003 | 0.003 | 0.04 | 0.045 | 0.05 | 0.055 | 0.06 | 0 | 0 | 0 | 0 | 0 | 0 | 0 | 0 | 0 | 0
Stokesdale | 0.10422 | 0.3 | 0 |  | 1143 | 0.048 | 0.007 | 0.015 | 0.014 | 0.0008 | 0.019425 | 41.9948 | 1275 | 1466 | 1686 | 1940 | 2230 | Guilford | 0.044 | 0.05 | 0.057 | 0.065 | 0.074 | 0.01 | 0.012 | 0.014 | 0.016 | 0.018 | 0.025 | 0.025 | 0.025 | 0.025 | 0.025 | 0.016 | 0.017 | 0.018 | 0.019 | 0.02 | 0.005 | 0.005 | 0.006 | 0.006 | 0.007 | 0.019 | 0.021 | 0.023 | 0.025 | 0.027 | 0 | 0 | 0 | 0 | 0 | 0 | 0 | 0 | 0 | 0
Roxboro | 2.6321 | 11 | 0 |  | 12387 | 0.5069 | 0.318 | 0.7049 | 0.0525 | 0.375 | 0.67478 | 40.9219 | 12247 | 12285 | 12317 | 12431 | 12576 | Person | 0.505 | 0.51 | 0.515 | 0.52 | 0.525 | 0.267 | 0.267 | 0.269 | 0.274 | 0.281 | 0.984 | 0.988 | 0.992 | 1.004 | 1.264 | 0.045 | 0.045 | 0.046 | 0.047 | 0.049 | 0.401 | 0.403 | 0.407 | 0.411 | 0.423 | 0.7568 | 0.7606 | 0.7661 | 0.7754 | 0.8737 | 0 | 0 | 10 | 0 | 0 | 0 | 0 | 0 | 0 | 0
Asheboro | 4.7782 | 25.5 | 0.1833 |  | 25791 | 1.401 | 0.536 | 1.073 | 0.179 | 0.28 | 1.1259 | 54.3213 | 26000 | 28000 | 33000 | 33800 | 45000 | Randolph | 1.471 | 1.581 | 1.7 | 1.87 | 2.243 | 0.563 | 0.605 | 0.65 | 0.715 | 0.859 | 1.127 | 1.211 | 1.302 | 1.432 | 1.719 | 0.188 | 0.202 | 0.217 | 0.239 | 0.287 | 0.18 | 0.19 | 0.2 | 0.21 | 0.22 | 0.406 | 0.465 | 0.533 | 0.609 | 0.667 | 0 | 0 | 0 | 0 | 0 | 0 | 0.25 | 0 | 0 | 0
City of Randleman | 0.88615 | 1.125 | 0 |  | 4131 | 0.2581 | 0.0792 | 0.3692 | 0.0144 | 0.0096 | 0.15565 | 62.4788 | 4700 | 5100 | 5500 | 5900 | 6300 | Randolph | 0.244 | 0.265 | 0.286 | 0.307 | 0.328 | 0.098 | 0.107 | 0.115 | 0.124 | 0.132 | 0.456 | 0.495 | 0.533 | 0.572 | 0.611 | 0.048 | 0.056 | 0.064 | 0.072 | 0.08 | 0.004 | 0.004 | 0.005 | 0.005 | 0.005 | 0.0956 | 0.1043 | 0.1128 | 0.1215 | 0.13 | 0.25 | 0.25 | 0 | 0 | 0 | 0 | 0 | 0 | 0 | 0
Ramseur | 0.61967 | 6.6 | 0.12 |  | 2893 | 0.1042 | 0.1097 | 0.0901 | 0.0019 | 0.0984 | 0.095367 | 36.018 | 3517 | 3780 | 4064 | 4369 | 4696 | Randolph | 0.102 | 0.109 | 0.117 | 0.125 | 0.134 | 0.118 | 0.126 | 0.136 | 0.146 | 0.157 | 0 | 0 | 0 | 0 | 0 | 0 | 0 | 0 | 0 | 0 | 0.074 | 0.08 | 0.086 | 0.091 | 0.098 | 0.164 | 0.175 | 0.189 | 0.201 | 0.216 | 0 | 0 | 0 | 0 | 0 | 0 | 0 | 0 | 0 | 0
Liberty | 0.22298 | 0.559 | 0 |  | 3558 | 0.135 | 0.0287 | 0.0191 | 0.0015 | 0.01 | 0.028683 | 37.9427 | 3588 | 3608 | 3638 | 3668 | 3700 | Randolph | 0.1374 | 0.1501 | 0.1625 | 0.1759 | 0.1905 | 0.0292 | 0.0319 | 0.0345 | 0.0374 | 0.0405 | 0.0191 | 0.0191 | 0.0191 | 0.0191 | 0.0191 | 0.0017 | 0.0019 | 0.0021 | 0.0023 | 0.0025 | 0.01 | 0.011 | 0.012 | 0.013 | 0.014 | 0.029 | 0.0314 | 0.0338 | 0.0363 | 0.0391 | 0 | 0 | 0 | 0 | 0 | 0 | 0 | 0 | 0 | 0
Archdale | 0.8585 | 2.059 | 0.00027945 |  | 11416 | 0.498 | 0.1283 | 0.0118 | 0.0382 | 0.001 | 0.18092 | 43.623 | 13000 | 14000 | 15000 | 16000 | 17000 | Randolph | 0.69 | 0.7 | 0.705 | 0.715 | 0.72 | 0.155 | 0.16 | 0.165 | 0.17 | 0.175 | 0.035 | 0.035 | 0.035 | 0.035 | 0.035 | 0.04 | 0.042 | 0.044 | 0.045 | 0.045 | 0.007 | 0.007 | 0.007 | 0.007 | 0.007 | 0.18 | 0.184 | 0.19 | 0.195 | 0.2 | 0 | 0 | 0 | 0 | 0 | 0.06 | 0 | 0 | 0 | 0
Franklinville | 0.13567 | 0.25 | 0 |  | 1196 | 0.071 | 0.012 | 0.005 | 0 | 0.037 | 0.010667 | 59.3645 | 1250 | 1300 | 1400 | 1500 | 1600 | Randolph | 0.072 | 0.075 | 0.078 | 0.081 | 0.085 | 0.013 | 0.014 | 0.015 | 0.016 | 0.018 | 0.005 | 0.005 | 0.005 | 0.005 | 0.005 | 0 | 0 | 0 | 0 | 0 | 0.022 | 0.023 | 0.024 | 0.025 | 0.026 | 0.007 | 0.008 | 0.008 | 0.008 | 0.009 | 0 | 0 | 0 | 0 | 0 | 0 | 0 | 0 | 0 | 0
Seagrove-Ulah Metro Water District | ERROR | 0 | 0 |  | #N/A | 0 | 0 | 0 | 0 | 0 | #VALUE! | ERROR | 0 | 0 | 0 | 0 | 0 | Randolph | 0 | 0 | 0 | 0 | 0 | 0 | 0 | 0 | 0 | 0 | 0 | 0 | 0 | 0 | 0 | 0 | 0 | 0 | 0 | 0 | 0 | 0 | 0 | 0 | 0 | 0 | 0 | 0 | 0 | 0 | 0 | 0 | 0 | 0 | 0 | 0 | 0 | 0 | 0 | 0
Eden | 3.9417 | 24.17 | 0.9311 |  | 15527 | 0.7804 | 0.1741 | 0.1845 | 0.6032 | 0.85 | 0.41837 | 50.2608 | 15220 | 15200 | 15000 | 14880 | 14850 | Rockingham | 0.757 | 0.734 | 0.7123 | 0.69 | 0.67 | 0.1515 | 0.144 | 0.1367 | 0.13 | 0.125 | 0.13 | 0.28 | 0.29 | 0.292 | 0.298 | 0.61 | 0.6 | 0.65 | 0.65 | 0.7 | 0.54 | 0.55 | 0.56 | 0.57 | 0.58 | 0.3272 | 0.3451 | 0.3512 | 0.3487 | 0.3548 | 0 | 0 | 0 | 0 | 0 | 0 | 0 | 0 | 0 | 0
Reidsville | 4.4507 | 19 | 1.164 |  | 14087 | 0.5952 | 0.7831 | 1.105 | 0.0495 | 0.2144 | 0.53955 | 42.2517 | 14589 | 15027 | 15477 | 15941 | 16420 | Rockingham | 0.6006 | 0.6186 | 0.6371 | 0.6562 | 0.6759 | 0.7901 | 0.8139 | 0.8383 | 0.8634 | 0.8893 | 1.1149 | 1.1484 | 1.1828 | 1.2183 | 1.2549 | 0.0499 | 0.0514 | 0.053 | 0.0546 | 0.0562 | 0.2163 | 0.2228 | 0.2295 | 0.2364 | 0.2435 | 0.5446 | 0.561 | 0.5778 | 0.5952 | 0.613 | 0 | 0 | 0 | 0 | 0 | 0 | 0 | 0 | 0 | 0
Mayodan | 0.74442 | 10 | 0.15104 |  | 2409 | 0.1105 | 0.0513 | 0.1879 | 0.0162 | 0.1125 | 0.11498 | 45.8697 | 2955 | 3250 | 3575 | 3932 | 4000 | Rockingham | 0.136 | 0.149 | 0.164 | 0.18 | 0.183 | 0.044 | 0.044 | 0.045 | 0.045 | 0.045 | 0.133 | 0.134 | 0.135 | 0.136 | 0.136 | 0.022 | 0.022 | 0.022 | 0.023 | 0.023 | 0.118 | 0.119 | 0.12 | 0.121 | 0.121 | 0.1085 | 0.1121 | 0.1164 | 0.121 | 0.1217 | 0 | 0 | 0 | 0 | 0 | 0 | 0 | 0 | 0 | 0
Madison | 0.48783 | 16.1 | 0.036 |  | 2787 | 0.091 | 0.054 | 0.192 | 0 | 0.071 | 0.043833 | 32.6516 | 2907 | 3027 | 3147 | 3267 | 3387 | Rockingham | 0.1 | 0.104 | 0.108 | 0.112 | 0.116 | 0.04 | 0.041 | 0.042 | 0.043 | 0.044 | 0.334 | 0.35 | 0.368 | 0.386 | 0.404 | 0 | 0 | 0 | 0 | 0 | 0.07 | 0.072 | 0.074 | 0.076 | 0.078 | 0.0529 | 0.0552 | 0.0576 | 0.06 | 0.0625 | 0 | 0 | 0 | 0 | 0 | 0 | 0 | 0 | 0 | 0
Stoneville | 0.13725 | 0.3 | 0 |  | 1299 | 0.096 | 0.015 | 0.007 | 0.005 | 0.001 | 0.01325 | 73.903 | 1250 | 1260 | 1275 | 1290 | 1300 | Rockingham | 0.1 | 0.101 | 0.102 | 0.103 | 0.104 | 0.013 | 0.013 | 0.014 | 0.014 | 0.014 | 0.009 | 0.009 | 0.01 | 0.01 | 0.01 | 0.005 | 0.005 | 0.006 | 0.006 | 0.006 | 0.001 | 0.001 | 0.001 | 0.001 | 0.001 | 0.0145 | 0.0146 | 0.015 | 0.0151 | 0.0152 | 0 | 0 | 0 | 0 | 0 | 0 | 0 | 0 | 0 | 0
Dan River Water Inc. | 0.91342 | 1.667 | 0 |  | 12120 | 0.78 | 0.015 | 0.05 | 0.015 | 0.008 | 0.045417 | 64.3564 | 12747 | 13499 | 14295 | 15138 | 15300 | Rockingham | 0.801 | 0.849 | 0.899 | 0.952 | 0.99 | 0.019 | 0.021 | 0.022 | 0.023 | 0.025 | 0.05 | 0.05 | 0.05 | 0.05 | 0.05 | 0.016 | 0.017 | 0.018 | 0.019 | 0.021 | 0.006 | 0.006 | 0.007 | 0.007 | 0.008 | 0.1247 | 0.1319 | 0.1393 | 0.147 | 0.153 | 0 | 0 | 0 | 0 | 0 | 0 | 0 | 0 | 0 | 0
Rockingham Co | 0.1209 | 0.75 | 0 |  | 1180 | 0.062 | 0.01 | 0.0006 | 0.0082 | 0.0325 | 0.0076 | 52.5424 | 1300 | 1500 | 1700 | 1900 | 2100 | Rockingham | 0.065 | 0.068 | 0.071 | 0.075 | 0.078 | 0.015 | 0.017 | 0.019 | 0.021 | 0.023 | 0.009 | 0.011 | 0.013 | 0.015 | 0.017 | 0.013 | 0.015 | 0.017 | 0.019 | 0.021 | 0.02 | 0.02 | 0.02 | 0.02 | 0.02 | 0.014 | 0.015 | 0.016 | 0.017 | 0.018 | 0 | 0 | 0 | 0 | 0 | 0 | 0 | 0 | 0 | 0
King | 1.4961 | 50 | 0 |  | 20490 | 1.1212 | 0.1893 | 0.0217 | 0.0255 | 0.077 | 0.061383 | 54.7194 | 21000 | 23100 | 25410 | 27950 | 30750 | Stokes | 1.3 | 1.418 | 1.654 | 1.89 | 2.126 | 0.223 | 0.261 | 0.305 | 0.357 | 0.418 | 0.0225 | 0.03 | 0.033 | 0.035 | 0.037 | 0.0275 | 0.026 | 0.033 | 0.037 | 0.043 | 0.08 | 0.09 | 0.095 | 0.1 | 0.1 | 0.0624 | 0.0689 | 0.0801 | 0.0914 | 0.1029 | 0 | 0 | 0 | 0 | 0 | 0 | 0 | 0 | 0 | 0
Walnut Cove | 0.25098 | 0.41 | 0 |  | 1820 | 0.0651 | 0.0439 | 0.0642 | 0.0012 | 0.001 | 0.075583 | 35.7692 | 1824 | 1842 | 1859 | 1875 | 1892 | Stokes | 0.0652 | 0.0658 | 0.0663 | 0.0668 | 0.0674 | 0.0439 | 0.0443 | 0.0447 | 0.045 | 0.0454 | 0.0642 | 0.0642 | 0.0642 | 0.0642 | 0.0642 | 0.0012 | 0.0012 | 0.0012 | 0.0012 | 0.0012 | 0.001 | 0.001 | 0.001 | 0.001 | 0.001 | 0.0699 | 0.0703 | 0.0707 | 0.071 | 0.0714 | 0 | 0 | 0 | 0 | 0 | 0 | 0 | 0 | 0 | 0
Danbury | 0.0365 | 0.061 | 0 |  | 108 | 0.0039 | 0.001 | 0 | 0.019 | 0.003 | 0.0096 | 36.1111 | 135 | 140 | 145 | 155 | 165 | Stokes | 0.005 | 0.005 | 0.005 | 0.005 | 0.006 | 0.001 | 0.001 | 0.001 | 0.002 | 0.002 | 0 | 0 | 0 | 0 | 0 | 0.023 | 0.023 | 0.024 | 0.024 | 0.025 | 0.003 | 0.003 | 0.003 | 0.003 | 0.003 | 0.005 | 0.005 | 0.006 | 0.006 | 0.007 | 0 | 0 | 0 | 0 | 0 | 0 | 0 | 0 | 0 | 0
Stokes County WASA | 0.041417 | 0.2 | 0.025 |  | 368 | 0.012 | 0.0018 | 0 | 0 | 0.001 | 0.0016167 | 32.6087 | 400 | 420 | 440 | 460 | 460 | Stokes | 0.013 | 0.013 | 0.014 | 0.014 | 0.014 | 0.002 | 0.002 | 0.002 | 0.003 | 0.003 | 0 | 0 | 0 | 0 | 0 | 0 | 0 | 0 | 0 | 0 | 0.001 | 0.001 | 0.001 | 0.001 | 0.001 | 0.002 | 0.002 | 0.002 | 0.003 | 0.003 | 0 | 0 | 0 | 0 | 0 | 0 | 0 | 0 | 0 | 0
Mount Airy | 2.3184 | 15.3 | 0.224 |  | 10417 | 0.471 | 0.55 | 0.185 | 0.1 | 0.4316 | 0.35682 | 45.2146 | 10800 | 12500 | 14400 | 16600 | 19100 | Surry | 0.54 | 0.625 | 0.72 | 0.83 | 0.955 | 0.54 | 0.625 | 0.72 | 0.83 | 0.955 | 0.325 | 0.375 | 0.43 | 0.5 | 0.57 | 0.2 | 0.25 | 0.3 | 0.35 | 0.4 | 0.325 | 0.375 | 0.43 | 0.49 | 0.56 | 0.385 | 0.44 | 0.5 | 0.57 | 0.65 | 0 | 0 | 0 | 0 | 0 | 0.5 | 0 | 0 | 0 | 0
Elkin | 0.94033 | 5.8 | 0.1157 |  | 4024 | 0.1409 | 0.1656 | 0.1025 | 0.0851 | 0.055 | 0.27553 | 35.0149 | 4100 | 4150 | 4480 | 4600 | 4840 | Surry | 0.17 | 0.175 | 0.18 | 0.185 | 0.19 | 0.18 | 0.182 | 0.185 | 0.187 | 0.189 | 0.095 | 0.096 | 0.097 | 0.098 | 0.1 | 0.09 | 0.092 | 0.095 | 0.098 | 0.1 | 0.055 | 0.055 | 0.055 | 0.055 | 0.055 | 0.091 | 0.094 | 0.099 | 0.101 | 0.104 | 0 | 0 | 0 | 0 | 0 | 0 | 0 | 0 | 0 | 0
Pilot Mountain | 0.333 | 2.25 | 0 |  | 1947 | 0.1174 | 0.0889 | 0.004 | 0.006 | 0.015 | 0.1017 | 60.2979 | 1956 | 2004 | 2048 | 2092 | 2138 | Surry | 0.1179 | 0.1207 | 0.1233 | 0.1259 | 0.1286 | 0.0892 | 0.0914 | 0.0933 | 0.0953 | 0.0973 | 0.004 | 0.004 | 0.004 | 0.004 | 0.004 | 0.006 | 0.0061 | 0.0063 | 0.0064 | 0.0065 | 0.015 | 0.015 | 0.015 | 0.015 | 0.015 | 0.102 | 0.1042 | 0.1063 | 0.1083 | 0.1104 | 0.5 | 0 | 0 | 0 | 0 | 0 | 0 | 0 | 0 | 0
Dobson | ERROR | 0 | 0 |  | #N/A | 0 | 0 | 0 | 0 | 0 | #VALUE! | ERROR | 0 | 0 | 0 | 0 | 0 | Surry | 0 | 0 | 0 | 0 | 0 | 0 | 0 | 0 | 0 | 0 | 0 | 0 | 0 | 0 | 0 | 0 | 0 | 0 | 0 | 0 | 0 | 0 | 0 | 0 | 0 | 0 | 0 | 0 | 0 | 0 | 0 | 0 | 0 | 0 | 0 | 0 | 0 | 0 | 0 | 0
Kerr Lake Regional Water | 6.9863 | 20 | 4.6116 |  | 14852 | 0.8127 | 0.8007 | 0.0083 | 0.0001 | 0.12 | 0.6329 | 54.7199 | 20275 | 26500 | 30250 | 33000 | 34000 | Vance | 1.0543 | 1.376 | 1.572 | 1.72 | 1.769 | 1.0283 | 1.3368 | 1.7378 | 2.2592 | 2.9369 | 0.0065 | 0.0085 | 0.011 | 0.0143 | 0.0186 | 0 | 0 | 0 | 0 | 0 | 0.1352 | 0.1758 | 0.2285 | 0.297 | 0.3861 | 1 | 1.1 | 1.2 | 1.3 | 1.35 | 0 | 0 | 0 | 0 | 0 | 0 | 0 | 0 | 0 | 0
Warrenton | 0.21925 | 0.4 | 0 |  | 2250 | 0.0743 | 0.0204 | 0.0089 | 0.0327 | 0.011 | 0.07195 | 33.0222 | 2275 | 2300 | 2325 | 2350 | 2375 | Warren | 0.079 | 0.08 | 0.08 | 0.081 | 0.081 | 0.022 | 0.023 | 0.024 | 0.025 | 0.026 | 0.02 | 0.025 | 0.03 | 0.035 | 0.04 | 0.042 | 0.042 | 0.045 | 0.045 | 0.045 | 0.01 | 0.01 | 0.01 | 0.01 | 0.01 | 0.0844 | 0.0879 | 0.0923 | 0.0957 | 0.0986 | 0 | 0 | 0 | 0 | 0 | 0 | 0 | 0 | 0 | 0
Warren County | 0.969 | 2 | 0.319 |  | 9455 | 0.421 | 0.009 | 0.027 | 0.132 | 0 | 0.061 | 44.5267 | 9500 | 9575 | 9650 | 9800 | 9900 | Warren | 0.423 | 0.426 | 0.43 | 0.436 | 0.441 | 0.009 | 0.01 | 0.011 | 0.012 | 0.013 | 0.06 | 0.07 | 0.07 | 0.07 | 0.07 | 0.156 | 0.157 | 0.158 | 0.159 | 0.16 | 0.01 | 0.01 | 0.01 | 0.01 | 0.01 | 0.0626 | 0.064 | 0.0646 | 0.0653 | 0.066 | 0.1 | 0 | 0 | 0 | 0 | 0.2 | 0 | 0 | 0 | 0
Norlina | 0.099667 | 0.2 | 0 |  | 1108 | 0.035 | 0.012 | 0.023 | 0.02 | 0.0005 | 0.0091667 | 31.5884 | 1110 | 1115 | 1120 | 1125 | 1130 | Warren | 0.0355 | 0.0357 | 0.0358 | 0.036 | 0.0362 | 0.012 | 0.012 | 0.012 | 0.012 | 0.012 | 0.023 | 0.023 | 0.023 | 0.023 | 0.023 | 0.02 | 0.0205 | 0.021 | 0.0215 | 0.022 | 0.0005 | 0.0005 | 0.0005 | 0.0005 | 0.0005 | 0.0096 | 0.0098 | 0.0099 | 0.0101 | 0.0102 | 0 | 0 | 0 | 0 | 0 | 0 | 0 | 0 | 0 | 0
Jonesville | 0.44692 | 40.824 | 0.054197 |  | 2250 | 0.096 | 0.117 | 0.0052 | 0.0068 | 0.008 | 0.15972 | 42.6667 | 2256 | 2285 | 2312 | 2339 | 2367 | Yadkin | 0.0962 | 0.0974 | 0.0985 | 0.0996 | 0.1007 | 0.1172 | 0.1187 | 0.1201 | 0.1214 | 0.1227 | 0.0052 | 0.0052 | 0.0052 | 0.0052 | 0.0052 | 0.0015 | 0.0015 | 0.0015 | 0.0016 | 0.0016 | 0.0082 | 0.0083 | 0.0084 | 0.0085 | 0.0086 | 0.182 | 0.1842 | 0.1863 | 0.1883 | 0.1903 | 0 | 0 | 0 | 0 | 0 | 0 | 0 | 0 | 0 | 0
Yadkinville | 0.88625 | 1.88 | 0 |  | 2938 | 0.152 | 0.098 | 0.323 | 0.064 | 0.0793 | 0.16995 | 51.7359 | 3000 | 3300 | 3700 | 4200 | 4800 | Yadkin | 0.163 | 0.172 | 0.185 | 0.21 | 0.24 | 0.1 | 0.11 | 0.12 | 0.13 | 0.14 | 0.334 | 0.369 | 0.407 | 0.45 | 0.5 | 0.06 | 0.066 | 0.074 | 0.084 | 0.096 | 0.06 | 0.063 | 0.065 | 0.067 | 0.072 | 0.155 | 0.16 | 0.17 | 0.18 | 0.19 | 0 | 0 | 0 | 0 | 0 | 0 | 0 | 0 | 0 | 0
Boonville | 0.16376 | 0.353 | 0 |  | 1798 | 0.0755 | 0.0243 | 0 | 0.0071 | 0.005 | 0.051858 | 41.9911 | 1803 | 1826 | 1848 | 1869 | 1891 | Yadkin | 0.0756 | 0.0765 | 0.0773 | 0.0782 | 0.0791 | 0.0243 | 0.0246 | 0.0248 | 0.0251 | 0.0254 | 0 | 0 | 0 | 0 | 0 | 0.0071 | 0.0071 | 0.0072 | 0.0072 | 0.0073 | 0.005 | 0.005 | 0.005 | 0.005 | 0.005 | 0.0589 | 0.0595 | 0.0601 | 0.0607 | 0.0614 | 0 | 0 | 0 | 0 | 0 | 0 | 0 | 0 | 0 | 0
East Bend | 0.050158 | 1.245 | 0 |  | 1466 | 0.035 | 0.006 | 0.0001 | 0.0015 | 0.0018 | 0.0057583 | 23.8745 | 1470 | 1489 | 1507 | 1524 | 1542 | Yadkin | 0.035 | 0.0354 | 0.0358 | 0.0362 | 0.0366 | 0.006 | 0.0061 | 0.0061 | 0.0062 | 0.0063 | 0.0001 | 0.0001 | 0.0001 | 0.0001 | 0.0001 | 0.0015 | 0.0015 | 0.0015 | 0.0015 | 0.0016 | 0.0018 | 0.0018 | 0.0018 | 0.0018 | 0.0018 | 0.0088 | 0.0089 | 0.009 | 0.0091 | 0.0092 | 0 | 0 | 0 | 0 | 0 | 0 | 0 | 0 | 0 | 0
Anson Co | 7.8962 | 16 | 4.2563 |  | 24991 | 0.767 | 0.557 | 0.343 | 0.363 | 1.5 | 0.10995 | 30.691 | 24909 | 24094 | 24500 | 25000 | 25500 | Anson | 0.8 | 0.83 | 0.86 | 0.93 | 0.97 | 0.32 | 0.35 | 0.38 | 0.41 | 0.44 | 0.421 | 0.424 | 0.427 | 0.43 | 0.433 | 0.3 | 0.3 | 0.32 | 0.35 | 0.37 | 0.72 | 0.79 | 0.8 | 0.82 | 0.86 | 0.832 | 0.875 | 0.886 | 0.955 | 0.998 | 0 | 0 | 0 | 0 | 0 | 0 | 0 | 0 | 0 | 0
Ansonville | 0.16658 | 0.2 | 0 |  | 1110 | 0.056 | 0.056 | 0 | 0 | 0.01 | 0.044583 | 50.4505 | 1122 | 1184 | 1248 | 1305 | 1369 | Anson | 0.056 | 0.0597 | 0.0626 | 0.0657 | 0.0689 | 0.056 | 0.0597 | 0.0626 | 0.0657 | 0.0689 | 0 | 0 | 0 | 0 | 0 | 0 | 0 | 0 | 0 | 0 | 0.01 | 0.01 | 0.01 | 0.01 | 0.01 | 0.027 | 0.0286 | 0.0299 | 0.0313 | 0.0327 | 0 | 0 | 0 | 0 | 0 | 0 | 0 | 0 | 0 | 0
Wadesboro | 0.71215 | 2.6 | 0 |  | 5600 | 0.2968 | 0.2254 | 0.2456 | 0.0013 | 0 | -0.05695 | 53 | 5800 | 6200 | 6500 | 6700 | 7000 | Anson | 0.4 | 0.41 | 0.415 | 0.42 | 0.42 | 0.06 | 0.078 | 0.081 | 0.085 | 0.085 | 0.099 | 0.099 | 0.1 | 0.1 | 0.1 | 0.015 | 0.015 | 0.018 | 0.018 | 0.02 | 0.002 | 0.002 | 0.003 | 0.003 | 0.003 | 0.033 | 0.034 | 0.035 | 0.035 | 0.035 | 0 | 0 | 0 | 0 | 0 | 0 | 0 | 0 | 0 | 0
Lilesville | 0.040058 | 0.06 | 0 |  | 900 | 0.032 | 0.002 | 0 | 0 | 0.001 | 0.0050583 | 35.5556 | 900 | 901 | 902 | 903 | 904 | Anson | 0.032 | 0.032 | 0.032 | 0.032 | 0.032 | 0.002 | 0.002 | 0.002 | 0.002 | 0.002 | 0 | 0 | 0 | 0 | 0 | 0 | 0 | 0 | 0 | 0 | 0 | 0 | 0 | 0 | 0 | 0.0049 | 0.0049 | 0.0049 | 0.0049 | 0.0049 | 0 | 0 | 0 | 0 | 0 | 0 | 0 | 0 | 0 | 0
Polkton | 0.092658 | 0 | 0 |  | 838 | 0.049 | 0.0055 | 0 | 0 | 0.001 | 0.037158 | 58.4726 | 840 | 848 | 856 | 864 | 871 | Anson | 0.049 | 0.0494 | 0.0498 | 0.0502 | 0.0506 | 0.0055 | 0.0055 | 0.0056 | 0.0056 | 0.0057 | 0 | 0 | 0 | 0 | 0 | 0 | 0 | 0 | 0 | 0 | 0.001 | 0.001 | 0.001 | 0.001 | 0.001 | 0.037 | 0.0373 | 0.0376 | 0.0379 | 0.0382 | 0 | 0 | 0 | 0 | 0 | 0 | 0 | 0 | 0 | 0
Peachland | 0.04225 | 0.06 | 0 |  | 423 | 0.02 | 0.002 | 0 | 0 | 0.004 | 0.01625 | 47.2813 | 423 | 424 | 424 | 424 | 425 | Anson | 0.02 | 0.02 | 0.02 | 0.02 | 0.02 | 0.002 | 0.002 | 0.002 | 0.002 | 0.002 | 0 | 0 | 0 | 0 | 0 | 0 | 0 | 0 | 0 | 0 | 0.004 | 0.004 | 0.004 | 0.004 | 0.004 | 0.016 | 0.016 | 0.016 | 0.016 | 0.016 | 0 | 0 | 0 | 0 | 0 | 0 | 0 | 0 | 0 | 0
Morven | 0.051583 | 0.06 | 0 |  | 512 | 0.0378 | 0 | 0 | 0 | 0.001 | 0.012783 | 73.8281 | 518 | 546 | 573 | 602 | 632 | Anson | 0.0382 | 0.0403 | 0.0423 | 0.0444 | 0.0466 | 0 | 0 | 0 | 0 | 0 | 0 | 0 | 0 | 0 | 0 | 0 | 0 | 0 | 0 | 0 | 0.001 | 0.001 | 0.001 | 0.001 | 0.001 | 0.0053 | 0.0056 | 0.0059 | 0.0062 | 0.0062 | 0 | 0 | 0 | 0 | 0 | 0 | 0 | 0 | 0 | 0
Elizabethtown | 0.43567 | 1.27 | 0 |  | 3583 | 0.1845 | 0.0635 | 0.0121 | 0.1109 | 0.0129 | 0.051767 | 51.4932 | 3612 | 3641 | 3670 | 3699 | 3728 | Bladen | 0.181 | 0.183 | 0.185 | 0.187 | 0.189 | 0.159 | 0.162 | 0.167 | 0.172 | 0.186 | 0.015 | 0.017 | 0.019 | 0.021 | 0.025 | 0.057 | 0.059 | 0.059 | 0.06 | 0.06 | 0.031 | 0.031 | 0.031 | 0.031 | 0.031 | 0.076 | 0.078 | 0.079 | 0.081 | 0.085 | 0 | 0 | 0 | 0 | 0 | 0 | 0 | 0 | 0 | 0
Bladenboro | 0.16004 | 0.736 | 0 |  | 3225 | 0.087 | 0.015 | 0.0296 | 0.005 | 0.001 | 0.022442 | 26.9767 | 3180 | 2964 | 2783 | 2612 | 2452 | Bladen | 0.087 | 0.0798 | 0.0749 | 0.0703 | 0.0659 | 0.0148 | 0.0138 | 0.0129 | 0.0121 | 0.0114 | 0.0296 | 0.0296 | 0.0296 | 0.0296 | 0.0296 | 0.0048 | 0.0045 | 0.0043 | 0.004 | 0.0037 | 0.001 | 0.001 | 0.001 | 0.001 | 0.001 | 0.0231 | 0.0217 | 0.0207 | 0.0197 | 0.0188 | 0 | 0 | 0 | 0 | 0 | 0 | 0 | 0 | 0 | 0
Clarkton | 0.18347 | 0.684 | 0 |  | 1500 | 0.0503 | 0.0083 | 0.095 | 0.006 | 0.002 | 0.021875 | 33.5333 | 1500 | 1502 | 1503 | 1505 | 1506 | Bladen | 0.068 | 0.068 | 0.068 | 0.068 | 0.068 | 0.006 | 0.006 | 0.006 | 0.006 | 0.006 | 0.055 | 0.055 | 0.055 | 0.055 | 0.055 | 0.006 | 0.006 | 0.006 | 0.006 | 0.006 | 0.018 | 0.018 | 0.018 | 0.018 | 0.018 | 0.03 | 0.03 | 0.031 | 0.031 | 0.032 | 0 | 0 | 0 | 0 | 0 | 0 | 0 | 0 | 0 | 0
Dublin | 0.035408 | 0.15 | 0 |  | 447 | 0.0272 | 0 | 0 | 0 | 0.001 | 0.0072083 | 60.8501 | 447 | 448 | 448 | 448 | 449 | Bladen | 0.0272 | 0.0272 | 0.0272 | 0.0272 | 0.0272 | 0 | 0 | 0 | 0 | 0 | 0 | 0 | 0 | 0 | 0 | 0 | 0 | 0 | 0 | 0 | 0.001 | 0.001 | 0.001 | 0.001 | 0.001 | 0.0072 | 0.0072 | 0.0072 | 0.0072 | 0.0072 | 0 | 0 | 0 | 0 | 0 | 0 | 0 | 0 | 0 | 0
White Lake | 0.18283 | 0.95 | 0 |  | 862 | 0.1219 | 0.0269 | 0.0003 | 0.0013 | 0.012 | 0.020433 | 141.4153 | 1000 | 1010 | 1015 | 1015 | 1015 | Bladen | 0.1 | 0.1 | 0.1 | 0.1 | 0.1 | 0.035 | 0.035 | 0.035 | 0.035 | 0.035 | 0 | 0 | 0 | 0 | 0 | 0.021 | 0.021 | 0.022 | 0.022 | 0.022 | 0.019 | 0.019 | 0.019 | 0.019 | 0.019 | 0.0136 | 0.0136 | 0.0137 | 0.0137 | 0.0137 | 0 | 0 | 0 | 0 | 0 | 0 | 0 | 0 | 0 | 0
East Arcadia | 0.15688 | 0.47 | 0.0159 |  | 609 | 0.0142 | 0.019 | 0 | 0 | 0.001 | 0.10678 | 23.3169 | 610 | 610 | 610 | 611 | 611 | Bladen | 0.0142 | 0.0142 | 0.0142 | 0.0142 | 0.0142 | 0.019 | 0.019 | 0.019 | 0.019 | 0.019 | 0 | 0 | 0 | 0 | 0 | 0 | 0 | 0 | 0 | 0 | 0.001 | 0.001 | 0.001 | 0.001 | 0.001 | 0.1071 | 0.1071 | 0.1071 | 0.1071 | 0.1071 | 0 | 0 | 0 | 0 | 0 | 0 | 0 | 0 | 0 | 0
Bladen Co WD (West Bladen) | 0.95192 | 1.637 | 0.010915 |  | 4700 | 0.67 | 0.05 | 0.04 | 0 | 0.14 | 0.041002 | 142.5532 | 4690 | 4740 | 4790 | 4840 | 4890 | Bladen | 0.55 | 0.57 | 0.59 | 0.6 | 0.61 | 0.058 | 0.062 | 0.066 | 0.071 | 0.076 | 0.031 | 0.031 | 0.032 | 0.032 | 0.033 | 0 | 0 | 0 | 0 | 0 | 0.001 | 0.001 | 0.001 | 0.001 | 0.002 | 0.108 | 0.112 | 0.116 | 0.119 | 0.122 | 0 | 0 | 0 | 0 | 0 | 0 | 0 | 0 | 0 | 0
Bladen Co WD (East Bladen) | 0.27412 | 0.607 | 0 |  | 1533 | 0.157 | 0.013 | 0 | 0 | 0.06 | 0.044117 | 102.4136 | 1550 | 1600 | 1650 | 1700 | 1750 | Bladen | 0.153 | 0.158 | 0.163 | 0.168 | 0.173 | 0.021 | 0.021 | 0.021 | 0.021 | 0.021 | 0 | 0 | 0 | 0 | 0 | 0 | 0 | 0 | 0 | 0 | 0 | 0 | 0 | 0 | 0 | 0.03 | 0.031 | 0.032 | 0.033 | 0.034 | 0 | 0 | 0 | 0 | 0 | 0 | 0 | 0 | 0 | 0
Siler City | 2.1088 | 4 | 0.315 |  | 8635 | 0.52 | 0.411 | 0 | 0.031 | 0.0817 | 0.75008 | 60.22 | 8845 | 9921 | 11127 | 12481 | 13999 | Chatham | 0.703 | 0.789 | 0.885 | 0.992 | 1.113 | 0.4276 | 0.5211 | 0.6228 | 0.7443 | 0.8895 | 0 | 0 | 0 | 0 | 0 | 0.0322 | 0.0393 | 0.0469 | 0.0564 | 0.0671 | 0.0798 | 0.08 | 0.081 | 0.082 | 0.083 | 0.216 | 0.239 | 0.264 | 0.298 | 0.329 | 0 | 0 | 0 | 0 | 0 | 0 | 0 | 0 | 0 | 0
Pittsboro | ERROR | 0 | 0 |  | #N/A | 0 | 0 | 0 | 0 | 0 | #VALUE! | ERROR | 0 | 0 | 0 | 0 | 0 | Chatham | 0 | 0 | 0 | 0 | 0 | 0 | 0 | 0 | 0 | 0 | 0 | 0 | 0 | 0 | 0 | 0 | 0 | 0 | 0 | 0 | 0 | 0 | 0 | 0 | 0 | 0 | 0 | 0 | 0 | 0 | 0 | 0 | 0 | 0 | 0 | 0 | 0 | 0 | 0 | 0
Goldston Gulf SD | 0.07875 | 0.25 | 0 |  | 1251 | 0.045 | 0 | 0 | 0 | 0.0156 | 0.01815 | 35.9712 | 1280 | 1290 | 1295 | 1300 | 1305 | Chatham | 0.05 | 0.05 | 0.051 | 0.051 | 0.052 | 0 | 0 | 0 | 0 | 0 | 0 | 0 | 0 | 0 | 0 | 0 | 0 | 0 | 0 | 0 | 0.01 | 0.01 | 0.012 | 0.012 | 0.012 | 0.012 | 0.012 | 0.012 | 0.012 | 0.012 | 0 | 0 | 0 | 0 | 0 | 0 | 0 | 0 | 0 | 0
Chatham County Southwest Water System | 0.28825 | 0.5 | 0.007 |  | 2107 | 0.095 | 0.022 | 0.09 | 0.006 | 0.052 | 0.01625 | 45.0878 | 2601 | 3019 | 3503 | 4066 | 4719 | Chatham | 0.104 | 0.121 | 0.14 | 0.163 | 0.189 | 0.018 | 0.021 | 0.024 | 0.029 | 0.033 | 0.095 | 0.111 | 0.129 | 0.149 | 0.163 | 0.006 | 0.007 | 0.008 | 0.01 | 0.011 | 0.034 | 0.034 | 0.034 | 0.034 | 0.034 | 0.04 | 0.046 | 0.052 | 0.06 | 0.067 | 0 | 0.5 | 0 | 0 | 0 | 0 | 0 | 0 | 0 | 0
Chatham County North Water System | 1.8038 | 7 | 0.00071781 |  | 18752 | 1.222 | 0.125 | 0.214 | 0.03 | 0.101 | 0.11103 | 65.1664 | 25883 | 41610 | 57338 | 73998 | 93995 | Chatham | 2.4 | 3.95 | 5.45 | 6.97 | 8.93 | 0.277 | 0.531 | 0.839 | 1.074 | 1.374 | 0.36 | 0.69 | 1.09 | 1.395 | 1.785 | 0.083 | 0.159 | 0.251 | 0.321 | 0.411 | 0.15 | 0.25 | 0.35 | 0.45 | 0.6 | 0.474 | 0.809 | 1.156 | 1.48 | 1.898 | 7 | 0 | 5 | 0 | 0 | 0 | 0 | 0 | 0 | 0
Fayetteville | 27.7889 | 85.8 | 3.383 |  | 203315 | 9.79 | 5.14 | 2.676 | 0 | 4.123 | 2.6769 | 48.1519 | 238298 | 287012 | 339405 | 355921 | 372438 | Cumberland | 15.013 | 18.082 | 21.383 | 22.423 | 23.464 | 6.434 | 7.75 | 9.164 | 9.61 | 10.056 | 5.81 | 9.77 | 13.51 | 18.57 | 23.63 | 0 | 0 | 0 | 0 | 0 | 2.901 | 3.701 | 4.511 | 5.141 | 5.782 | 2.247 | 2.866 | 3.494 | 3.982 | 4.478 | 0 | 0 | 0 | 0 | 0 | 0.376 | 0.217 | 0.224 | 0.204 | 0.177
Spring Lake | 0.985 | 1.713 | 0.084 |  | 10332 | 0.3671 | 0.2557 | 0.023 | 0.021 | 0.089 | 0.1452 | 35.5304 | 10425 | 10904 | 11405 | 11928 | 12476 | Cumberland | 0.4 | 0.45 | 0.5 | 0.55 | 0.6 | 0.26 | 0.3 | 0.35 | 0.4 | 0.45 | 0.03 | 0.035 | 0.04 | 0.045 | 0.05 | 0.03 | 0.035 | 0.04 | 0.45 | 0.5 | 0.12 | 0.12 | 0.12 | 0.12 | 0.12 | 0.066 | 0.074 | 0.082 | 0.089 | 0.105 | 0 | 0 | 0 | 0 | 0 | 0 | 0 | 0 | 0 | 0
Stedman | 0.060417 | 0.116 | 0.003 |  | 1090 | 0.06 | 0.01 | 0 | 0.003 | 0 | -0.015583 | 55.0459 | 1187 | 1200 | 1225 | 1250 | 1275 | Cumberland | 0.059 | 0.066 | 0.08 | 0.081 | 0.082 | 0.005 | 0.006 | 0.007 | 0.008 | 0.009 | 0 | 0 | 0 | 0 | 0 | 0.01 | 0.01 | 0.01 | 0.011 | 0.012 | 0 | 0 | 0 | 0 | 0 | 0.014 | 0.015 | 0.016 | 0.017 | 0.018 | 0 | 0 | 0 | 0 | 0 | 0 | 0 | 0 | 0 | 0
Falcon | 0.098358 | 0.2 | 0.01 |  | 712 | 0.046 | 0.025 | 0 | 0.011 | 0 | 0.0063583 | 64.6067 | 719 | 740 | 748 | 755 | 763 | Cumberland | 0.059 | 0.062 | 0.063 | 0.063 | 0.064 | 0.034 | 0.034 | 0.035 | 0.035 | 0.035 | 0 | 0 | 0 | 0 | 0 | 0.012 | 0.013 | 0.013 | 0.014 | 0.015 | 0.001 | 0.001 | 0.001 | 0.001 | 0.001 | 0.006 | 0.006 | 0.006 | 0.006 | 0.006 | 0 | 0 | 0 | 0 | 0 | 0 | 0 | 0 | 0 | 0
Wade | 0.037167 | 0.344 | 0 |  | 626 | 0.033 | 0.0019 | 0 | 0.0056 | 0.0003 | -0.0036333 | 52.7157 | 628 | 634 | 640 | 646 | 653 | Cumberland | 0.0345 | 0.0349 | 0.0352 | 0.0356 | 0.0359 | 0.003 | 0.003 | 0.0031 | 0.0031 | 0.0032 | 0 | 0 | 0 | 0 | 0 | 0.006 | 0.0061 | 0.0061 | 0.0062 | 0.0062 | 0.002 | 0.002 | 0.002 | 0.002 | 0.002 | 0.006 | 0.006 | 0.006 | 0.006 | 0.006 | 0 | 0 | 0 | 0 | 0 | 0 | 0 | 0 | 0 | 0
Linden | 0.125 | 0.25 | 0.0064 |  | 1858 | 0.0966 | 0.0115 | 0 | 0.0015 | 0.001 | 0.008 | 51.9914 | 1858 | 1860 | 1862 | 1864 | 1865 | Cumberland | 0.0966 | 0.0966 | 0.0966 | 0.0966 | 0.0966 | 0.0115 | 0.0115 | 0.0115 | 0.0155 | 0.0155 | 0 | 0 | 0 | 0 | 0 | 0.0015 | 0.0015 | 0.0015 | 0.0015 | 0.0015 | 0.001 | 0.001 | 0.001 | 0.001 | 0.001 | 0.0081 | 0.0081 | 0.0081 | 0.0084 | 0.0084 | 0 | 0 | 0 | 0 | 0 | 0 | 0 | 0 | 0 | 0
Godwin | 0.0115 | 0.04 | 0 |  | 257 | 0.01 | 0 | 0.0004 | 0.0002 | 0.0001 | 0.0008 | 38.9105 | 258 | 268 | 278 | 288 | 298 | Cumberland | 0.01 | 0.01 | 0.01 | 0.012 | 0.012 | 0 | 0 | 0 | 0 | 0 | 0.001 | 0.001 | 0.001 | 0.001 | 0.001 | 0 | 0 | 0 | 0 | 0 | 0 | 0 | 0 | 0 | 0 | 0.0003 | 0.0003 | 0.0003 | 0.0004 | 0.0004 | 0.011 | 0 | 0 | 0 | 0 | 0 | 0 | 0 | 0 | 0
Brookwood Community | 1.1427 | 2.452 | 0 |  | 15600 | 1.062 | 0.0062 | 0 | 0 | 0.0001 | 0.07445 | 68.0769 | 16800 | 16750 | 16700 | 16650 | 16600 | Cumberland | 1.05 | 1 | 0.95 | 0.9 | 0.85 | 0.068 | 0.065 | 0.063 | 0.06 | 0.055 | 0 | 0 | 0 | 0 | 0 | 0 | 0 | 0 | 0 | 0 | 0 | 0 | 0 | 0 | 0 | 0.031 | 0.029 | 0.028 | 0.026 | 0.025 | 0 | 0 | 0 | 0 | 0 | 0 | 0 | 0 | 0 | 0
Cliffdale West | 1.1044 | 1.974 | 0 |  | 15135 | 0.993 | 0.017 | 0 | 0 | 0.001 | 0.0934 | 65.6095 | 14080 | 14000 | 13900 | 13800 | 13700 | Cumberland | 1 | 0.98 | 0.975 | 0.95 | 0.9 | 0.022 | 0.02 | 0.018 | 0.015 | 0.012 | 0 | 0 | 0 | 0 | 0 | 0 | 0 | 0 | 0 | 0 | 0 | 0 | 0 | 0 | 0 | 0.015 | 0.015 | 0.015 | 0.014 | 0.013 | 0 | 0 | 0 | 0 | 0 | 0 | 0 | 0 | 0 | 0
Durham | 27.445 | 44.4 | 0.1105 |  | 282343 | 13.57 | 5.88 | 2.29 | 3.49 | 0.68 | 1.4245 | 48.0621 | 286419 | 329421 | 372423 | 415425 | 458426 | Durham | 15.47 | 17.46 | 19.37 | 21.19 | 22.92 | 7.19 | 8.4 | 9.5 | 10.53 | 11.49 | 1.24 | 1.47 | 1.68 | 1.89 | 2.07 | 2.19 | 2.41 | 2.63 | 2.84 | 3.05 | 1.04 | 1.16 | 1.3 | 1.42 | 1.51 | 3.53 | 3.24 | 3.62 | 3.98 | 3.33 | 5.2 | 0 | 0 | 0 | 0 | 0 | 0 | 0 | 0 | 0
Dunn | 3.0067 | 12 | 1.52 |  | 9873 | 0.446 | 0.318 | 0.08 | 0.05 | 0.16 | 0.43267 | 45.1737 | 9900 | 10000 | 10100 | 10200 | 10300 | Harnett | 0.465 | 0.474 | 0.484 | 0.494 | 0.503 | 0.324 | 0.33 | 0.337 | 0.344 | 0.351 | 0.082 | 0.083 | 0.085 | 0.087 | 0.089 | 0.051 | 0.052 | 0.053 | 0.054 | 0.055 | 0.163 | 0.166 | 0.17 | 0.173 | 0.177 | 0.4488 | 0.4571 | 0.467 | 0.4765 | 0.4861 | 0 | 0 | 0 | 0 | 0 | 0 | 0 | 0 | 0 | 0
Angier | 0.44775 | 2.02 | 0 |  | 6632 | 0.288 | 0.048 | 0.008 | 0.016 | 0.021 | 0.06675 | 43.4258 | 8000 | 10000 | 15000 | 20000 | 25000 | Harnett | 0.4 | 0.487 | 0.731 | 0.974 | 1.2 | 0.061 | 0.085 | 0.1 | 0.125 | 0.15 | 0.006 | 0.01 | 0.013 | 0.016 | 0.019 | 0.006 | 0.01 | 0.012 | 0.015 | 0.018 | 0.006 | 0.008 | 0.009 | 0.01 | 0.011 | 0.077 | 0.12 | 0.148 | 0.23 | 0.24 | 0 | 0 | 0 | 0 | 0 | 0 | 0 | 0 | 0 | 0
Coats | 0.13475 | 0.72 | 0 |  | 2692 | 0.107 | 0.0154 | 0 | 0.004 | 0.001 | 0.00735 | 39.7474 | 2745 | 2800 | 2856 | 2913 | 2971 | Harnett | 0.1091 | 0.1113 | 0.1135 | 0.1158 | 0.1181 | 0.0157 | 0.016 | 0.0163 | 0.0167 | 0.017 | 0 | 0 | 0 | 0 | 0 | 0.0041 | 0.0042 | 0.0042 | 0.0043 | 0.0044 | 0.001 | 0.001 | 0.0011 | 0.0011 | 0.0011 | 0.0075 | 0.0077 | 0.0078 | 0.008 | 0.0082 | 0 | 0 | 0 | 0 | 0 | 0 | 0 | 0 | 0 | 0
Lillington | 0.4075 | 2 | 0 |  | 4045 | 0.1611 | 0.0391 | 0.0088 | 0.1234 | 0.001 | 0.0741 | 39.8269 | 4052 | 4089 | 4123 | 4157 | 4191 | Harnett | 0.1613 | 0.1627 | 0.164 | 0.1653 | 0.1666 | 0.0392 | 0.0395 | 0.0398 | 0.0401 | 0.0404 | 0.0082 | 0.0082 | 0.0082 | 0.0082 | 0.0082 | 0.1235 | 0.1246 | 0.1256 | 0.1266 | 0.1276 | 0.001 | 0.001 | 0.001 | 0.001 | 0.001 | 0.0748 | 0.0754 | 0.076 | 0.0765 | 0.0771 | 0 | 0 | 0 | 0 | 0 | 0 | 0 | 0 | 0 | 0
Harnett Regional Water System | 19.7612 | 69.387 | 10.7458 |  | 98905 | 5.152 | 0.375 | 0.01 | 0.183 | 1.993 | 1.3024 | 52.0904 | 124372 | 143823 | 163274 | 182725 | 202176 | Harnett | 6.716 | 7.766 | 8.816 | 9.867 | 10.917 | 0.3901 | 0.4755 | 0.5797 | 0.7067 | 0.8614 | 0.0102 | 0.0112 | 0.0124 | 0.0137 | 0.0151 | 0.1866 | 0.2062 | 0.2277 | 0.2516 | 0.2779 | 2.0735 | 2.2457 | 2.4807 | 2.7402 | 3.0269 | 1.6779 | 1.9155 | 2.1682 | 2.4299 | 2.7018 | 0 | 0 | 0 | 0 | 0 | 0 | 0 | 0 | 0 | 0
Raeford | 1.0758 | 3.527 | 0 |  | 4983 | 0.2618 | 0.1482 | 0.3943 | 0.01 | 0 | 0.26153 | 52.5386 | 4800 | 5280 | 5800 | 6300 | 6800 | Hoke | 0.264 | 0.2904 | 0.319 | 0.3465 | 0.374 | 0.16 | 0.17 | 0.18 | 0.19 | 0.2 | 0.4421 | 0.4426 | 0.443 | 0.4435 | 0.4439 | 0.013 | 0.014 | 0.015 | 0.016 | 0.017 | 0 | 0 | 0 | 0 | 0 | 0.13 | 0.1305 | 0.131 | 0.1315 | 0.132 | 0 | 0 | 0 | 0 | 0 | 0 | 0 | 0 | 0 | 0
Hoke County Regional Water System | 2.4627 | 3.853 | 0 |  | 43837 | 2.011 | 0.175 | 0 | 0 | 0.15 | 0.12667 | 45.8745 | 48000 | 53000 | 58000 | 63000 | 68000 | Hoke | 2.16 | 2.385 | 2.61 | 2.835 | 3.06 | 0.17 | 0.187 | 0.206 | 0.226 | 0.249 | 0 | 0 | 0 | 0 | 0 | 0 | 0 | 0 | 0 | 0 | 0.15 | 0.165 | 0.18 | 0.195 | 0.21 | 0.383 | 0.433 | 0.475 | 0.516 | 0.558 | 0.636 | 0.876 | 0.694 | 0.695 | 0 | 0 | 0 | 0 | 0 | 0
Smithfield | 3.8289 | 6.2 | 2.176 |  | 12400 | 1.17 | 0.2572 | 0.0044 | 0.0212 | 0.186 | 0.014125 | 94.3548 | 12500 | 12650 | 12750 | 12850 | 12950 | Johnston | 1.1773 | 1.1891 | 1.1985 | 1.2079 | 1.2173 | 0.26 | 0.2678 | 0.2758 | 0.2841 | 0.2926 | 0.0046 | 0.0046 | 0.0046 | 0.0046 | 0.0046 | 0.0225 | 0.0225 | 0.0225 | 0.0225 | 0.0225 | 0.188 | 0.19 | 0.192 | 0.194 | 0.196 | 0.1 | 0.1 | 0.1 | 0.1 | 0.1 | 0 | 2.1 | 0 | 0 | 0 | 1 | 0 | 0 | 0 | 0
Selma | 0.65792 | 1.55 | 0 |  | 6120 | 0.26 | 0.209 | 0 | 0 | 0.0453 | 0.14362 | 42.4837 | 6220 | 6320 | 6420 | 6520 | 6620 | Johnston | 0.261 | 0.262 | 0.263 | 0.264 | 0.265 | 0.3 | 0.301 | 0.302 | 0.303 | 0.304 | 0 | 0 | 0 | 0 | 0 | 0 | 0 | 0 | 0 | 0 | 0.046 | 0.047 | 0.048 | 0.049 | 0.05 | 0.26 | 0.23 | 0.2 | 0.17 | 0.14 | 0 | 0 | 0 | 0 | 0 | 0 | 0 | 0 | 0 | 0
Clayton | 3.0723 | 3.743 | 0 |  | 23785 | 1.1032 | 0.4497 | 1.0295 | 0.0496 | 0.011 | 0.42926 | 46.3822 | 25234 | 33912 | 45575 | 61248 | 82313 | Johnston | 1.148 | 1.526 | 2.0509 | 2.7562 | 3.7041 | 0.468 | 0.571 | 0.696 | 0.848 | 1.034 | 1.476 | 1.799 | 2.193 | 2.673 | 3.258 | 0.052 | 0.063 | 0.077 | 0.094 | 0.115 | 0.012 | 0.015 | 0.018 | 0.022 | 0.026 | 0.435 | 0.531 | 0.647 | 0.789 | 0.961 | 0.9 | 1.1 | 1.5 | 1.75 | 0 | 0 | 0 | 0 | 0 | 0
Benson | 0.83875 | 1.29 | 0.0019 |  | 3965 | 0.167 | 0.097 | 0.139 | 0.238 | 0.048 | 0.14785 | 42.1185 | 4190 | 4665 | 5190 | 5200 | 5210 | Johnston | 0.169 | 0.17 | 0.171 | 0.179 | 0.182 | 0.099 | 0.108 | 0.11 | 0.121 | 0.122 | 0.14 | 0.145 | 0.15 | 0.155 | 0.16 | 0.2385 | 0.24 | 0.241 | 0.242 | 0.243 | 0.048 | 0.045 | 0.04 | 0.035 | 0.03 | 0.1493 | 0.1522 | 0.153 | 0.1573 | 0.1584 | 0 | 0 | 0 | 0 | 0 | 0 | 0 | 0 | 0 | 0
Kenly | 0.20842 | 0.3 | 0 |  | 1400 | 0.065 | 0.13 | 0 | 0.0001 | 0.0006 | 0.012717 | 46.4286 | 1498 | 1513 | 1528 | 1543 | 1558 | Johnston | 0.0674 | 0.0681 | 0.0688 | 0.0695 | 0.0714 | 0.12 | 0.122 | 0.124 | 0.126 | 0.128 | 0 | 0 | 0 | 0 | 0 | 0.002 | 0.002 | 0.002 | 0.002 | 0.002 | 0.025 | 0.025 | 0.025 | 0.025 | 0.025 | 0.012 | 0.012 | 0.012 | 0.012 | 0.012 | 0 | 0 | 0 | 0 | 0 | 0 | 0 | 0 | 0 | 0
Four Oaks | 0.26192 | 0.243 | 0 |  | 2981 | 0.152 | 0.077 | 0.007 | 0.016 | 0.008 | 0.0019167 | 50.9896 | 3200 | 3500 | 3875 | 4150 | 4850 | Johnston | 0.16 | 0.175 | 0.1938 | 0.2075 | 0.2425 | 0.0849 | 0.1383 | 0.2253 | 0.367 | 0.5978 | 0.0073 | 0.0087 | 0.0105 | 0.0126 | 0.0151 | 0.018 | 0.0293 | 0.0477 | 0.0777 | 0.1266 | 0.009 | 0.0108 | 0.013 | 0.0156 | 0.0187 | 0.021 | 0.023 | 0.026 | 0.035 | 0.05 | 0.2255 | 0.1922 | 0.2955 | 0 | 0 | 0 | 0 | 0 | 0 | 0
Pine Level | 0.14492 | 0.337 | 0 |  | 1853 | 0.0981 | 0.0059 | 0.0013 | 0.0023 | 0.0021 | 0.035225 | 52.9412 | 1910 | 2195 | 2525 | 2900 | 3340 | Johnston | 0.1203 | 0.1383 | 0.1591 | 0.1827 | 0.2104 | 0.0065 | 0.0075 | 0.0086 | 0.01 | 0.0114 | 0.0013 | 0.0015 | 0.0018 | 0.002 | 0.0023 | 0.0024 | 0.0027 | 0.0031 | 0.0036 | 0.0041 | 0.0025 | 0.0026 | 0.0028 | 0.0029 | 0.003 | 0.009 | 0.009 | 0.011 | 0.013 | 0.014 | 0 | 0 | 0 | 0 | 0 | 0 | 0 | 0 | 0 | 0
Micro | 0.048 | 0.175 | 0 |  | 444 | 0.029 | 0.002 | 0 | 0.013 | 0.0013 | 0.0027 | 65.3153 | 470 | 629 | 816 | 1059 | 1375 | Johnston | 0.0307 | 0.041 | 0.0532 | 0.069 | 0.0895 | 0.0021 | 0.0028 | 0.0037 | 0.0048 | 0.0062 | 0 | 0 | 0 | 0 | 0 | 0.0135 | 0.0162 | 0.0194 | 0.0233 | 0.028 | 0.001 | 0.001 | 0.001 | 0.001 | 0.001 | 0.002 | 0.0024 | 0.003 | 0.0037 | 0.0046 | 0 | 0 | 0 | 0 | 0 | 0 | 0 | 0 | 0 | 0
Princeton | 0.14111 | 0.1637 | 0 |  | 1250 | 0.0658 | 0.0193 | 0 | 0 | 0.0158 | 0.040208 | 52.64 | 1275 | 1403 | 1543 | 1697 | 1867 | Johnston | 0.065 | 0.0716 | 0.0787 | 0.0865 | 0.0952 | 0.02 | 0.024 | 0.028 | 0.032 | 0.036 | 0 | 0 | 0 | 0 | 0 | 0 | 0 | 0 | 0 | 0 | 0.016 | 0.0165 | 0.017 | 0.0175 | 0.018 | 0.017 | 0.02 | 0.022 | 0.024 | 0.027 | 0 | 0.006 | 0.02 | 0.02 | 0 | 0 | 0 | 0 | 0 | 0
Johnston County | 13.0885 | 18.26 | 5.077 |  | 85898 | 4.363 | 0.481 | 0.044 | 0.066 | 2.301 | 0.7565 | 50.7928 | 102588 | 151839 | 193459 | 221965 | 250750 | Johnston | 5.16 | 7.592 | 9.673 | 11.0983 | 12.5375 | 0.71 | 0.94 | 1.095 | 1.136 | 1.161 | 0.05 | 0.066 | 0.077 | 0.08 | 0.082 | 0.094 | 0.12 | 0.144 | 0.15 | 0.153 | 1.401 | 1.5 | 1.7 | 1.9 | 2.2 | 0.895 | 1.2838 | 1.5363 | 1.6325 | 1.7025 | 4.499 | 11.25 | 6.5 | 0 | 0 | 0.7426 | 4.512 | 2.657 | 1.116 | 0.938
Flowers Plantation | 0.47524 | 0.689 | 0 |  | 6918 | 0.419 | 0.028 | 0 | 0 | 0.004 | 0.024242 | 60.5666 | 7018 | 7100 | 7100 | 7100 | 7100 | Johnston | 0.434 | 0.4402 | 0.4402 | 0.4402 | 0.4402 | 0.038 | 0.038 | 0.038 | 0.038 | 0.038 | 0 | 0 | 0 | 0 | 0 | 0 | 0 | 0 | 0 | 0 | 0.004 | 0.004 | 0.004 | 0.004 | 0.004 | 0.045 | 0.05 | 0.055 | 0.06 | 0.065 | 0 | 0 | 0 | 0 | 0 | 0 | 0 | 0 | 0 | 0
Sanford | 7.148 | 12.6 | 0.5793 |  | 47435 | 2.0101 | 1.3836 | 0.5835 | 0.5455 | 1.3962 | 0.64976 | 42.3759 | 48091 | 55305 | 63601 | 73141 | 84112 | Lee | 2.0704 | 2.381 | 2.7381 | 3.1488 | 3.6211 | 1.4389 | 1.7267 | 2.0721 | 2.4865 | 2.9838 | 0.558 | 0.636 | 0.715 | 0.794 | 0.873 | 0.597 | 0.621 | 0.646 | 0.672 | 0.698 | 1.4102 | 1.4807 | 1.5547 | 1.6324 | 1.7141 | 0.878 | 1.026 | 1.182 | 1.345 | 1.518 | 0 | 6 | 0 | 0 | 0 | 0 | 0 | 0 | 0 | 0
Broadway | 0.098583 | 0.3 | 0 |  | 1654 | 0.0739 | 0.0081 | 0 | 0.003 | 0.001 | 0.012583 | 44.6796 | 1848 | 2113 | 2430 | 2795 | 3186 | Lee | 0.086 | 0.099 | 0.114 | 0.131 | 0.152 | 0.015 | 0.024 | 0.028 | 0.032 | 0.035 | 0 | 0 | 0 | 0 | 0.001 | 0.006 | 0.007 | 0.008 | 0.009 | 0.01 | 0 | 0 | 0 | 0 | 0 | 0.011 | 0.011 | 0.011 | 0.011 | 0.011 | 0 | 0 | 0 | 0 | 0 | 0 | 0 | 0 | 0 | 0
Carolina Trace WS | 0.19575 | 0.289 | 0 |  | 4517 | 0.1754 | 0.0041 | 0 | 0 | 0.0057 | 0.01055 | 38.8311 | 5220 | 5220 | 5220 | 5220 | 5220 | Lee | 0.2 | 0.2 | 0.2 | 0.2 | 0.2 | 0.004 | 0.004 | 0.004 | 0.004 | 0.004 | 0 | 0 | 0 | 0 | 0 | 0 | 0 | 0 | 0 | 0 | 0.009 | 0.009 | 0.009 | 0.009 | 0.009 | 0.013 | 0.013 | 0.013 | 0.013 | 0.013 | 0 | 0 | 0 | 0 | 0 | 0 | 0 | 0 | 0 | 0
Montgomery Co | 2.7167 | 6 | 1.4502 |  | 14250 | 0.53 | 0.282 | 0 | 0 | 1 | -0.54553 | 37.193 | 14900 | 15870 | 16900 | 18000 | 19170 | Montgomery | 0.497 | 0.529 | 0.563 | 0.6 | 0.639 | 0.309 | 0.34 | 0.374 | 0.411 | 0.452 | 0 | 0 | 0 | 0 | 0 | 0 | 0 | 0 | 0 | 0 | 0.04 | 0.042 | 0.044 | 0.046 | 0.048 | 0.339 | 0.365 | 0.393 | 0.424 | 0.456 | 0 | 0 | 0 | 0 | 0 | 0 | 0 | 0 | 0 | 0
Mount Gilead | 0.092433 | 0.2 | 0 |  | 1575 | 0.09 | 0 | 0 | 0 | 0.001 | 0.0014333 | 57.1429 | 1575 | 1577 | 1578 | 1580 | 1581 | Montgomery | 0.09 | 0.09 | 0.09 | 0.09 | 0.09 | 0 | 0 | 0 | 0 | 0 | 0 | 0 | 0 | 0 | 0 | 0 | 0 | 0 | 0 | 0 | 0.001 | 0.001 | 0.001 | 0.001 | 0.001 | 0.0035 | 0.0035 | 0.0035 | 0.0035 | 0.0035 | 0 | 0 | 0 | 0 | 0 | 0 | 0 | 0 | 0 | 0
Troy | 0.40292 | 0.6 | 0 |  | 3301 | 0.2573 | 0.0437 | 0.0592 | 0.01 | 0.008 | 0.024717 | 77.9461 | 3310 | 3320 | 3330 | 3340 | 3350 | Montgomery | 0.2317 | 0.2324 | 0.2331 | 0.2338 | 0.2345 | 0.045 | 0.045 | 0.045 | 0.045 | 0.045 | 0.06 | 0.06 | 0.06 | 0.06 | 0.06 | 0.01 | 0.01 | 0.01 | 0.01 | 0.01 | 0.01 | 0.01 | 0.01 | 0.01 | 0.01 | 0.0493 | 0.0524 | 0.0524 | 0.0524 | 0.0524 | 0 | 0 | 0 | 0 | 0 | 0 | 0 | 0 | 0 | 0
Star | 0.079833 | 0.113 | 0 |  | 875 | 0.02 | 0.011 | 0.005 | 0.013 | 0.01 | 0.020833 | 22.8571 | 883 | 909 | 937 | 965 | 994 | Montgomery | 0.028 | 0.029 | 0.03 | 0.031 | 0.032 | 0.011 | 0.012 | 0.013 | 0.014 | 0.015 | 0.005 | 0.005 | 0.005 | 0.005 | 0.005 | 0.012 | 0.012 | 0.012 | 0.012 | 0.012 | 0.01 | 0.01 | 0.01 | 0.01 | 0.01 | 0.0056 | 0.0058 | 0.0059 | 0.0061 | 0.0063 | 0 | 0 | 0 | 0 | 0 | 0 | 0 | 0 | 0 | 0
Candor | 0.13267 | 0.2 | 0 |  | 843 | 0.04 | 0.013 | 0.062 | 0.003 | 0 | 0.014667 | 47.4496 | 850 | 850 | 850 | 850 | 850 | Montgomery | 0.04 | 0.04 | 0.04 | 0.04 | 0.04 | 0.015 | 0.015 | 0.015 | 0.015 | 0.015 | 0.055 | 0.055 | 0.055 | 0.055 | 0.055 | 0.002 | 0.002 | 0.002 | 0.002 | 0.002 | 0 | 0 | 0 | 0 | 0 | 0.011 | 0.011 | 0.011 | 0.011 | 0.011 | 0 | 0 | 0 | 0 | 0 | 0 | 0 | 0 | 0 | 0
Biscoe | 0.34833 | 0.9 | 0 |  | 1752 | 0.103 | 0.087 | 0.09 | 0.0561 | 0.01 | 0.0022333 | 58.79 | 2104 | 2336 | 2617 | 2930 | 3230 | Montgomery | 0.12 | 0.12 | 0.16 | 0.179 | 0.197 | 0.088 | 0.089 | 0.095 | 0.104 | 0.12 | 0.14 | 0.163 | 0.194 | 0.228 | 0.261 | 0.06 | 0.06 | 0.06 | 0.06 | 0.06 | 0.01 | 0.01 | 0.01 | 0.01 | 0.01 | 0.0409 | 0.0433 | 0.0508 | 0.0569 | 0.0635 | 0 | 0 | 0 | 0 | 0 | 0 | 0 | 0 | 0 | 0
Badin Shores Resort | 0.090083 | 0.068 | 0 |  | 0 | 0 | 0 | 0 | 0 | 0 | 0.090083 | ERROR | 350 | 400 | 425 | 450 | 500 | Montgomery | 0.05 | 0.05 | 0.05 | 0.05 | 0.05 | 0 | 0 | 0 | 0 | 0 | 0 | 0 | 0 | 0 | 0 | 0 | 0 | 0 | 0 | 0 | 0 | 0 | 0 | 0 | 0 | 0.01 | 0.01 | 0.01 | 0.01 | 0.01 | 0 | 0 | 0 | 0 | 0 | 0 | 0 | 0 | 0 | 0
Southern Pines | 3.368 | 14 | 0.8249 |  | 14300 | 1.391 | 0.439 | 0.004 | 0.127 | 0.2264 | 0.3557 | 97.2727 | 14297 | 16012 | 17933 | 20085 | 22496 | Moore | 1.401 | 1.569 | 1.757 | 1.969 | 2.205 | 0.5957 | 0.7149 | 0.8578 | 1.0294 | 1.2353 | 0.0053 | 0.0064 | 0.0076 | 0.0092 | 0.011 | 0.387 | 0.464 | 0.557 | 0.669 | 0.802 | 0.07 | 0.075 | 0.08 | 0.085 | 0.09 | 0.35 | 0.36 | 0.37 | 0.38 | 0.39 | 0 | 0 | 0 | 0 | 0 | 0 | 0 | 0 | 0 | 0
Robbins Water System | 0.18911 | 0.25 | 0.0216 |  | 1356 | 0.0796 | 0.0404 | 0.0056 | 0.01 | 0.004 | 0.027908 | 58.7021 | 1140 | 1200 | 1250 | 1300 | 1350 | Moore | 0.081 | 0.083 | 0.085 | 0.087 | 0.089 | 0.015 | 0.016 | 0.017 | 0.018 | 0.019 | 0.005 | 0.005 | 0.005 | 0.005 | 0.005 | 0.008 | 0.009 | 0.009 | 0.01 | 0.01 | 0.006 | 0.0055 | 0.0055 | 0.005 | 0.005 | 0.0229 | 0.0236 | 0.0242 | 0.0249 | 0.0255 | 0 | 0 | 0 | 0 | 0 | 0 | 0 | 0 | 0 | 0
Aberdeen | 1.1213 | 1.927 | 0.23072 |  | 7896 | 0.485 | 0.216 | 0.041 | 0.04 | 0.004 | 0.10461 | 61.4235 | 8212 | 9854 | 11825 | 14190 | 17028 | Moore | 0.5009 | 0.6011 | 0.7213 | 0.8656 | 1.0387 | 0.2246 | 0.2696 | 0.3235 | 0.3882 | 0.4658 | 0.0426 | 0.0512 | 0.0614 | 0.0737 | 0.0884 | 0.0424 | 0.0509 | 0.0611 | 0.0733 | 0.0879 | 0.0045 | 0.0047 | 0.0049 | 0.0051 | 0.0053 | 0.11 | 0.112 | 0.114 | 0.116 | 0.118 | 0.093 | 0 | 0 | 0 | 0 | 0 | 0 | 0 | 0 | 0
Carthage | 0.24883 | 1 | 0 |  | 1436 | 0.155 | 0.1 | 0 | 0 | 0.03 | -0.036167 | 107.9387 | 2600 | 2800 | 3000 | 3200 | 3300 | Moore | 0.188 | 0.191 | 0.2 | 0.225 | 0.253 | 0.069 | 0.075 | 0.075 | 0.078 | 0.09 | 0.016 | 0.017 | 0.018 | 0.018 | 0.02 | 0.1 | 0.11 | 0.11 | 0.111 | 0.112 | 0.126 | 0.14 | 0.15 | 0.16 | 0.167 | 0.0512 | 0.0547 | 0.0567 | 0.0607 | 0.0658 | 0 | 0 | 0 | 0 | 0 | 0 | 0 | 0 | 0 | 0
Pinebluff | 0.11703 | 0.59 | 0 |  | 1948 | 0.0888 | 0.001 | 0.0002 | 0 | 0.002 | 0.025033 | 45.5852 | 1967 | 1987 | 2007 | 2027 | 2047 | Moore | 0.0896 | 0.0904 | 0.0912 | 0.092 | 0.0928 | 0.0011 | 0.0012 | 0.0013 | 0.0014 | 0.0015 | 0.0002 | 0.0002 | 0.0002 | 0.0002 | 0.0002 | 0 | 0 | 0 | 0 | 0 | 0.0025 | 0.0025 | 0.0025 | 0.0025 | 0.0025 | 0.016 | 0.0165 | 0.017 | 0.0175 | 0.0177 | 0.025 | 0 | 0 | 0 | 0 | 0 | 0 | 0 | 0 | 0
Taylortown | 0.07445 | 0.139 | 0 |  | 722 | 0.0745 | 0 | 0 | 0.002 | 0.002 | -0.00405 | 103.1856 | 945 | 973 | 1002 | 1032 | 1032 | Moore | 0.064 | 0.066 | 0.069 | 0.072 | 0.072 | 0 | 0 | 0 | 0 | 0 | 0 | 0 | 0 | 0 | 0 | 0 | 0 | 0 | 0 | 0 | 0 | 0 | 0 | 0 | 0 | 0.004 | 0.004 | 0.004 | 0.005 | 0.005 | 0.1 | 0 | 0 | 0 | 0 | 0 | 0 | 0 | 0 | 0
Cameron | 0.02075 | 0.083 | 0 |  | 490 | 0.0158 | 0.001 | 0 | 0.0021 | 0.005 | -0.00315 | 32.2449 | 573 | 630 | 693 | 762 | 831 | Moore | 0.029 | 0.031 | 0.033 | 0.035 | 0.037 | 0.002 | 0.002 | 0.002 | 0.002 | 0.002 | 0 | 0 | 0 | 0 | 0 | 0.002 | 0.002 | 0.002 | 0.002 | 0.002 | 0 | 0 | 0 | 0 | 0 | 0.003 | 0.004 | 0.004 | 0.004 | 0.004 | 0 | 0 | 0 | 0 | 0 | 0 | 0 | 0 | 0 | 0
Moore County Public Utilities-Vass | 0.076 | 0.2 | 0 |  | 1185 | 0.055 | 0.0155 | 0 | 0 | 0.002 | 0.0035 | 46.4135 | 1487 | 1550 | 1700 | 1800 | 1900 | Moore | 0.038 | 0.043 | 0.048 | 0.051 | 0.055 | 0.025 | 0.035 | 0.045 | 0.055 | 0.065 | 0 | 0 | 0 | 0 | 0 | 0.002 | 0.002 | 0.002 | 0.003 | 0.003 | 0.003 | 0.004 | 0.004 | 0.005 | 0.005 | 0.008 | 0.011 | 0.012 | 0.014 | 0.016 | 0 | 0 | 0 | 0 | 0 | 0 | 0 | 0 | 0 | 0
Moore County Public Utilities-Hyland Hills | 0.018467 | 0.05 | 0 |  | 350 | 0.0147 | 0.0001 | 0 | 0 | 0.0031 | 0.00056667 | 42 | 358 | 383 | 410 | 438 | 469 | Moore | 0.015 | 0.016 | 0.017 | 0.018 | 0.019 | 0.0001 | 0.0002 | 0.0003 | 0.0003 | 0.0004 | 0 | 0 | 0 | 0 | 0 | 0 | 0 | 0 | 0 | 0 | 0 | 0.003 | 0.003 | 0.003 | 0.003 | 0.003 | 0.003 | 0.004 | 0.004 | 0.004 | 0 | 0 | 0 | 0 | 0 | 0 | 0 | 0 | 0 | 0
Moore County Public Utilities-Pinehurst | 1.932 | 3.936 | 0.01317 |  | 19168 | 1.1736 | 0.39 | 0 | 0 | 0.22 | 0.13525 | 61.227 | 21430 | 24000 | 26880 | 30105 | 33720 | Moore | 1.5 | 1.68 | 1.8816 | 2.1074 | 2.3604 | 0.4 | 0.41 | 0.42 | 0.43 | 0.44 | 0 | 0 | 0 | 0 | 0 | 0 | 0 | 0 | 0 | 0 | 0.1 | 0.1 | 0.1 | 0.1 | 0.1 | 0.12 | 0.13 | 0.14 | 0.15 | 0.16 | 0 | 0 | 0 | 0 | 0 | 0 | 0 | 0 | 0 | 0
Whispering Pines | 0.35077 | 0.35 | 0 |  | 3939 | 0.2554 | 0.0062 | 0 | 0 | 0.0365 | 0.052667 | 64.8388 | 4017 | 4408 | 4836 | 5307 | 5823 | Moore | 0.249 | 0.273 | 0.3 | 0.329 | 0.361 | 0.007 | 0.008 | 0.009 | 0.009 | 0.01 | 0 | 0 | 0 | 0 | 0 | 0 | 0 | 0 | 0 | 0 | 0.075 | 0.107 | 0.14 | 0.172 | 0.205 | 0.02 | 0.024 | 0.027 | 0.031 | 0.035 | 0.45 | 0 | 0 | 0 | 0 | 0 | 0 | 0 | 0 | 0
Moore County Public Utilities-Seven Lakes | 0.44354 | 1.1 | 0 |  | 6425 | 0.3495 | 0.0332 | 0 | 0 | 0.0059 | 0.054942 | 54.3969 | 6800 | 7200 | 7500 | 7800 | 8200 | Moore | 0.37 | 0.375 | 0.38 | 0.397 | 0.411 | 0.07 | 0.071 | 0.075 | 0.08 | 0.083 | 0 | 0 | 0 | 0 | 0 | 0 | 0 | 0 | 0 | 0 | 0.002 | 0.002 | 0.002 | 0.002 | 0.002 | 0.034 | 0.035 | 0.035 | 0.037 | 0.039 | 0 | 0 | 0 | 0 | 0 | 0 | 0 | 0 | 0 | 0
Moore County Public Utilities-The Carolina | 0.010083 | 0.03 | 0 |  | 93 | 0.0056 | 0 | 0 | 0 | 0.0042 | 0.00028333 | 60.2151 | 100 | 110 | 120 | 130 | 140 | Moore | 0.008 | 0.009 | 0.01 | 0.01 | 0.011 | 0 | 0 | 0 | 0 | 0 | 0 | 0 | 0 | 0 | 0 | 0 | 0 | 0 | 0 | 0 | 0.005 | 0.005 | 0.005 | 0.005 | 0.005 | 0.001 | 0.001 | 0.002 | 0.002 | 0.002 | 0 | 0 | 0 | 0 | 0 | 0 | 0 | 0 | 0 | 0
Moore County Public Utilities-Addor | 0.0030833 | 0.045 | 0 |  | 108 | 0.0041 | 0.0012 | 0 | 0 | 0.001 | -0.0032167 | 37.963 | 115 | 120 | 125 | 130 | 135 | Moore | 0.0038 | 0.004 | 0.005 | 0.005 | 0.005 | 0.0012 | 0.0012 | 0.0012 | 0.0012 | 0.0012 | 0 | 0 | 0 | 0 | 0 | 0 | 0 | 0 | 0 | 0 | 0.001 | 0.001 | 0.001 | 0.001 | 0.001 | 0.001 | 0.001 | 0.001 | 0.001 | 0.001 | 0 | 0 | 0 | 0 | 0 | 0 | 0 | 0 | 0 | 0
Moore County Public Utilities-Robbins | 0.020775 | 0.05 | 0 |  | 90 | 0.0048 | 0.0012 | 0 | 0 | 0.0148 | -2.5e-05 | 53.3333 | 95 | 100 | 105 | 110 | 115 | Moore | 0.002 | 0.003 | 0.003 | 0.004 | 0.005 | 0 | 0 | 0 | 0 | 0 | 0 | 0 | 0 | 0 | 0 | 0.002 | 0.002 | 0.002 | 0.002 | 0.002 | 0.017 | 0.017 | 0.017 | 0.017 | 0.017 | 0.002 | 0.002 | 0.002 | 0.002 | 0.002 | 0 | 0 | 0 | 0 | 0 | 0 | 0 | 0 | 0 | 0
Foxfire Village | 0.088092 | 0.193 | 0 |  | 1102 | 0.1197 | 0.001 | 0 | 0.001 | 0.0002 | -0.033808 | 108.6207 | 1109 | 1131 | 1154 | 1176 | 1200 | Moore | 0.092 | 0.0939 | 0.0958 | 0.0976 | 0.0996 | 0.001 | 0.0011 | 0.0012 | 0.0013 | 0.0014 | 0 | 0 | 0 | 0 | 0 | 0.005 | 0.0051 | 0.0052 | 0.0053 | 0.0054 | 0.001 | 0.001 | 0.001 | 0.001 | 0.001 | 0.005 | 0.0051 | 0.0052 | 0.0053 | 0.0054 | 0.036 | 0 | 0 | 0 | 0 | 0 | 0 | 0 | 0 | 0
Orange Water and Sewer Authority | 7.7492 | 10.5 | 1.0368 |  | 83300 | 3.504 | 0.851 | 0 | 1.698 | 0.0876 | 0.5718 | 42.0648 | 86532 | 96632 | 106732 | 116683 | 126483 | Orange | 3.8 | 4.22 | 4.62 | 5.1 | 5.62 | 1.17 | 1.34 | 1.51 | 1.72 | 1.99 | 0 | 0 | 0 | 0 | 0 | 1.61 | 1.84 | 2.06 | 2.36 | 2.72 | 0 | 0 | 0 | 0 | 0 | 0.66 | 0.74 | 0.82 | 0.92 | 1.03 | 0 | 5 | 2.1 | 0 | 0 | 0 | 0 | 0 | 0 | 0
Hillsborough | 1.5434 | 3.013 | 0.00085205 |  | 14750 | 0.668 | 0.144 | 0.161 | 0.128 | 0.0583 | 0.38326 | 45.2881 | 15340 | 18408 | 22090 | 26508 | 31809 | Orange | 0.69 | 0.828 | 0.994 | 1.193 | 1.431 | 0.15 | 0.18 | 0.216 | 0.26 | 0.31 | 0.163 | 0.171 | 0.179 | 0.188 | 0.198 | 0.143 | 0.157 | 0.173 | 0.19 | 0.209 | 0.083 | 0.091 | 0.101 | 0.111 | 0.122 | 0.14 | 0.15 | 0.199 | 0.221 | 0.241 | 2.2 | 0 | 0 | 0 | 0 | 0 | 0 | 0 | 0 | 0
Orange-Alamance | 0.61875 | 1.954 | 0.0098384 |  | 8943 | 0.413 | 0.038 | 0.0147 | 0.0194 | 0.024 | 0.099812 | 46.1814 | 8970 | 9104 | 9238 | 9372 | 9506 | Orange | 0.414 | 0.42 | 0.427 | 0.433 | 0.439 | 0.038 | 0.038 | 0.039 | 0.039 | 0.04 | 0.0147 | 0.015 | 0.0152 | 0.0154 | 0.0156 | 0.0194 | 0.0197 | 0.02 | 0.0203 | 0.0206 | 0.024 | 0.0244 | 0.0248 | 0.0251 | 0.0255 | 0.1013 | 0.1027 | 0.1045 | 0.1058 | 0.1074 | 1.5 | 0 | 0 | -1.5 | 0 | 0 | 0 | 0 | 0 | 0
Hamlet Water System | 1.096 | 3 | 0.027463 |  | 10289 | 0.54 | 0.13 | 0.01 | 0.05 | 0.05 | 0.28854 | 52.4832 | 10500 | 10800 | 10500 | 11000 | 11000 | Richmond | 0.615 | 0.625 | 0.63 | 0.635 | 0.655 | 0.046 | 0.055 | 0.058 | 0.065 | 0.1 | 0.022 | 0.026 | 0.031 | 0.033 | 0.03 | 0.1 | 0.105 | 0.109 | 0.115 | 0.11 | 0.033 | 0.03 | 0.028 | 0.031 | 0.027 | 0.107 | 0.11 | 0.112 | 0.115 | 0.121 | 0 | 0 | 0 | 0 | 0 | 0 | 0 | 0 | 0 | 0
Rockingham | 3.217 | 10.333 | 0 |  | 13159 | 0.609 | 0.602 | 1.78 | 0 | 0.15 | 0.076 | 46.2801 | 13500 | 13600 | 13700 | 13800 | 14000 | Richmond | 0.7 | 0.725 | 0.75 | 0.775 | 0.8 | 0.6 | 0.65 | 0.7 | 0.75 | 0.8 | 1.9 | 2 | 2.1 | 2.2 | 2.3 | 0 | 0 | 0 | 0 | 0 | 0.075 | 0.075 | 0.075 | 0.075 | 0.075 | 0.377 | 0.4 | 0.422 | 0.444 | 0.467 | 0 | 0 | 0 | 0 | 0 | 0 | 0 | 0 | 0 | 0
Ellerbe | 0.11321 | 0.22 | 0 |  | 1200 | 0.063 | 0.025 | 0.018 | 0.002 | 0.002 | 0.0032083 | 52.5 | 1200 | 1202 | 1203 | 1204 | 1205 | Richmond | 0.066 | 0.066 | 0.066 | 0.066 | 0.066 | 0.02 | 0.02 | 0.02 | 0.021 | 0.021 | 0.014 | 0.014 | 0.014 | 0.014 | 0.015 | 0.002 | 0.002 | 0.002 | 0.002 | 0.002 | 0.007 | 0.008 | 0.009 | 0.01 | 0.011 | 0.0065 | 0.0065 | 0.0066 | 0.0067 | 0.0068 | 0 | 0 | 0 | 0 | 0 | 0 | 0 | 0 | 0 | 0
Richmond County | 4.2458 | 28.8 | 0.68973 |  | 20992 | 1.106 | 1.02 | 0.679 | 0 | 0.37 | 0.38102 | 52.6867 | 21412 | 21840 | 22279 | 22725 | 23179 | Richmond | 1.349 | 1.376 | 1.404 | 1.432 | 1.46 | 0.72 | 0.75 | 0.78 | 0.81 | 0.84 | 0.55 | 0.56 | 0.57 | 0.58 | 0.59 | 0 | 0 | 0 | 0 | 0 | 0.32 | 0.33 | 0.34 | 0.35 | 0.36 | 0.3831 | 0.3929 | 0.4028 | 0.4128 | 0.423 | 0 | 0 | 0 | 0 | 0 | 0 | 0 | 0 | 0 | 0
Lumberton | 4.3917 | 18.11 | 0 |  | 21500 | 1.07 | 0.84 | 0.163 | 0.002 | 1.95 | 0.36667 | 49.7674 | 22000 | 23100 | 24260 | 25670 | 26740 | Robeson | 1.1 | 1.155 | 1.2128 | 1.2734 | 1.3371 | 0.85 | 0.8925 | 0.9371 | 0.984 | 1.0332 | 0.27 | 0.2835 | 0.2977 | 0.3126 | 0.3282 | 0.01 | 0.011 | 0.012 | 0.013 | 0.014 | 2.7 | 2.7 | 2.7 | 2.7 | 2.7 | 0.6 | 0.61 | 0.62 | 0.63 | 0.64 | 0 | 0 | 0 | 0 | 0 | 0 | 0 | 0 | 0 | 0
Red Springs | 0.435 | 1.19 | 0.025 |  | 4493 | 0.1328 | 0.0582 | 0.0408 | 0 | 0.0781 | 0.1001 | 29.5571 | 4509 | 4588 | 4660 | 4734 | 4808 | Robeson | 0.1332 | 0.1355 | 0.1376 | 0.1397 | 0.1419 | 0.0584 | 0.0593 | 0.0603 | 0.0612 | 0.0622 | 0.0005 | 0.0005 | 0.0005 | 0.0005 | 0.0005 | 0 | 0 | 0 | 0 | 0 | 0.0781 | 0.0781 | 0.0781 | 0.0781 | 0.0781 | 0.1411 | 0.1427 | 0.1444 | 0.1459 | 0.1476 | 0 | 0 | 0 | 0 | 0 | 0 | 0 | 0 | 0 | 0
Pembroke | 0.56691 | 1.583 | 0 |  | 3011 | 0.2031 | 0.0732 | 0.0316 | 0.0976 | 0.017 | 0.14441 | 67.4527 | 3057 | 3149 | 3243 | 3341 | 3441 | Robeson | 0.235 | 0.242 | 0.25 | 0.257 | 0.265 | 0.074 | 0.076 | 0.078 | 0.08 | 0.082 | 0.033 | 0.034 | 0.035 | 0.036 | 0.037 | 0.11 | 0.12 | 0.13 | 0.14 | 0.15 | 0.006 | 0.006 | 0.006 | 0.006 | 0.006 | 0.08 | 0.0834 | 0.0871 | 0.0906 | 0.0942 | 0 | 0 | 0 | 0 | 0 | 0 | 0 | 0 | 0 | 0
Fairmont | 0.35967 | 1.399 | 0 |  | 2497 | 0.262 | 0.012 | 0 | 0 | 0 | 0.085667 | 104.9259 | 2517 | 2618 | 2722 | 2831 | 2945 | Robeson | 0.2641 | 0.2747 | 0.2856 | 0.2971 | 0.309 | 0.015 | 0.0156 | 0.0162 | 0.0169 | 0.0175 | 0 | 0.1 | 0.1 | 0.1 | 0.1 | 0 | 0.01 | 0.01 | 0.01 | 0.01 | 0 | 0 | 0 | 0 | 0 | 0.033 | 0.034 | 0.036 | 0.037 | 0.038 | 0 | 0 | 0 | 0 | 0 | 0 | 0 | 0 | 0 | 0
St Pauls | 0.22575 | 1.606 | 0 |  | 2297 | 0.136 | 0.045 | 0.001 | 0 | 0.015 | 0.02875 | 59.2077 | 2297 | 2297 | 2297 | 2297 | 2297 | Robeson | 0.136 | 0.136 | 0.136 | 0.136 | 0.136 | 0.045 | 0.045 | 0.045 | 0.045 | 0.045 | 0.001 | 0.001 | 0.001 | 0.001 | 0.001 | 0 | 0 | 0 | 0 | 0 | 0.015 | 0.015 | 0.015 | 0.015 | 0.015 | 0.0228 | 0.0228 | 0.0228 | 0.0228 | 0.0228 | 0 | 1 | 0 | 0 | 0 | 0 | 0 | 0 | 0 | 0
Maxton | 0.25536 | 0.88 | 0 |  | 2600 | 0.1945 | 0.0094 | 0 | 0.0008 | 0.0027 | 0.047958 | 74.8077 | 2601 | 2604 | 2606 | 2609 | 2611 | Robeson | 0.1613 | 0.1614 | 0.1616 | 0.1618 | 0.1619 | 0.024 | 0.024 | 0.024 | 0.024 | 0.024 | 0 | 0 | 0 | 0 | 0 | 0.008 | 0.008 | 0.008 | 0.008 | 0.008 | 0.074 | 0.074 | 0.074 | 0.074 | 0.074 | 0.0311 | 0.0311 | 0.0311 | 0.0311 | 0.0311 | 0 | 0 | 0 | 0 | 0 | 0 | 0 | 0 | 0 | 0
Rowland | 0.12375 | 0.576 | 0 |  | 1155 | 0.093 | 0.016 | 0 | 0.009 | 0.0005 | 0.00525 | 80.5195 | 1157 | 1180 | 1204 | 1228 | 1252 | Robeson | 0.0902 | 0.092 | 0.0939 | 0.0958 | 0.0977 | 0.0181 | 0.0182 | 0.0184 | 0.0186 | 0.0188 | 0 | 0 | 0 | 0 | 0 | 0.0101 | 0.0102 | 0.0103 | 0.0104 | 0.0105 | 0.0021 | 0.0022 | 0.0023 | 0.0024 | 0.0025 | 0.008 | 0.008 | 0.008 | 0.008 | 0.008 | 0 | 0 | 0 | 0 | 0 | 0 | 0 | 0 | 0 | 0
Parkton | 0.033 | 0.288 | 0 |  | 487 | 0.022 | 0.0021 | 0 | 0.005 | 0.001 | 0.0029 | 45.1745 | 487 | 491 | 496 | 501 | 506 | Robeson | 0.022 | 0.0222 | 0.0224 | 0.0226 | 0.0228 | 0.0021 | 0.0021 | 0.0021 | 0.0022 | 0.0022 | 0 | 0 | 0 | 0 | 0 | 0.005 | 0.005 | 0.005 | 0.0055 | 0.006 | 0.001 | 0.001 | 0.001 | 0.001 | 0.001 | 0.0035 | 0.0035 | 0.0035 | 0.0035 | 0.0036 | 0 | 0 | 0 | 0 | 0 | 0 | 0 | 0 | 0 | 0
Robeson Co | 14.2872 | 22.014 | 0.017 |  | 83783 | 3.962 | 0.425 | 6.352 | 0 | 1.75 | 1.7812 | 47.2888 | 85100 | 91600 | 98100 | 104600 | 111100 | Robeson | 4.255 | 4.58 | 4.905 | 5.23 | 5.555 | 0.433 | 0.476 | 0.523 | 0.576 | 0.633 | 5.92 | 6.513 | 7.164 | 7.88 | 8.668 | 0 | 0 | 0 | 0 | 0 | 1.7 | 1.75 | 1.8 | 1.85 | 1.9 | 1.862 | 2.055 | 2.271 | 2.509 | 2.743 | 0 | 0 | 0 | 2.52 | 0 | 0 | 0 | 0 | 0 | 0
Clinton | 1.7641 | 6.752 | 0.239 |  | 9396 | 0.395 | 0.781 | 0 | 0 | 0.018 | 0.33108 | 42.0392 | 9709 | 10831 | 12084 | 13481 | 15039 | Sampson | 0.428 | 0.477 | 0.532 | 0.594 | 0.663 | 0.789 | 0.881 | 0.983 | 1.096 | 1.223 | 0 | 0 | 0 | 0 | 0 | 0 | 0 | 0 | 0 | 0 | 0.014 | 0.016 | 0.018 | 0.02 | 0.022 | 0.3079 | 0.3436 | 0.3834 | 0.4276 | 0.4772 | 0 | 0 | 0 | 0 | 0 | 0 | 0 | 0 | 0 | 0
Roseboro | 0.23375 | 0.351 | 0.036 |  | 1166 | 0.0861 | 0.0124 | 0.001 | 0.0047 | 0.1 | -0.00645 | 73.8422 | 1200 | 1205 | 1210 | 1215 | 1220 | Sampson | 0.0876 | 0.088 | 0.0883 | 0.0887 | 0.0891 | 0.0131 | 0.0132 | 0.0133 | 0.0134 | 0.0135 | 0.001 | 0.001 | 0.001 | 0.001 | 0.001 | 0.0041 | 0.0042 | 0.0043 | 0.0044 | 0.0045 | 0.097 | 0.097 | 0.097 | 0.097 | 0.097 | 0.0176 | 0.0176 | 0.0176 | 0.0176 | 0.0176 | 0 | 0 | 0 | 0 | 0 | 0 | 0 | 0 | 0 | 0
Garland | 0.069425 | 0.479 | 0.015 |  | 635 | 0.034 | 0.007 | 0 | 0.01 | 0.001 | 0.002425 | 53.5433 | 650 | 660 | 670 | 680 | 690 | Sampson | 0.032 | 0.033 | 0.034 | 0.035 | 0.036 | 0.01 | 0.011 | 0.012 | 0.013 | 0.014 | 0 | 0 | 0 | 0 | 0 | 0.001 | 0.001 | 0.001 | 0.001 | 0.001 | 0.001 | 0.001 | 0.001 | 0.001 | 0.001 | 0.009 | 0.009 | 0.009 | 0.01 | 0.01 | 0 | 0 | 0 | 0 | 0 | 0 | 0 | 0 | 0 | 0
Salemburg | 0.090425 | 0.222 | 0 |  | 850 | 0.048 | 0.0081 | 0 | 0.017 | 0.013 | 0.004325 | 56.4706 | 855 | 872 | 890 | 907 | 926 | Sampson | 0.0453 | 0.0462 | 0.0472 | 0.0481 | 0.0491 | 0.0081 | 0.0083 | 0.0084 | 0.0086 | 0.0088 | 0 | 0 | 0 | 0 | 0 | 0.0211 | 0.0215 | 0.022 | 0.0224 | 0.0229 | 0.01 | 0.01 | 0.01 | 0.01 | 0.01 | 0.005 | 0.005 | 0.005 | 0.005 | 0.005 | 0 | 0 | 0 | 0 | 0 | 0 | 0 | 0 | 0 | 0
Newton Grove | 0.0063333 | 0.291 | 0 |  | 570 | 0.04 | 0.182 | 0.004 | 0 | 111 | -111.2197 | 70.1754 | 731 | 793 | 800 | 805 | 810 | Sampson | 0.065 | 0.067 | 0.069 | 0.073 | 0.075 | 0.032 | 0.035 | 0.04 | 0.045 | 0.05 | 0.003 | 0.003 | 0.004 | 0.004 | 0.004 | 0.003 | 0.003 | 0.003 | 0.003 | 0.004 | 0 | 0 | 0 | 0 | 0 | 0.027 | 0.028 | 0.03 | 0.032 | 0.034 | 0 | 0 | 0 | 0 | 0 | 0 | 0 | 0 | 0 | 0
Turkey | 0.0232 | 0.468 | 0.0106 |  | 308 | 0.0112 | 0 | 0 | 0 | 0.001 | 0.0004 | 36.3636 | 310 | 310 | 310 | 310 | 310 | Sampson | 0.0133 | 0.0133 | 0.0133 | 0.0133 | 0.0133 | 0 | 0 | 0 | 0 | 0 | 0 | 0 | 0 | 0 | 0 | 0 | 0 | 0 | 0 | 0 | 0.0025 | 0.0025 | 0.0025 | 0.0025 | 0.0025 | 0.003 | 0.003 | 0.003 | 0.003 | 0.003 | 0 | 0 | 0 | 0 | 0 | 0 | 0 | 0 | 0 | 0
Autryville | 0.032 | 0.065 | 0.003 |  | 253 | 0.01 | 0.01 | 0 | 0 | 0.001 | 0.008 | 39.5257 | 261 | 287 | 315 | 347 | 381 | Sampson | 0.0104 | 0.0114 | 0.0125 | 0.014 | 0.0152 | 0.01 | 0.011 | 0.012 | 0.013 | 0.014 | 0 | 0 | 0 | 0 | 0 | 0 | 0 | 0 | 0 | 0 | 0.001 | 0.001 | 0.001 | 0.001 | 0.001 | 0.004 | 0.004 | 0.004 | 0.004 | 0.004 | 0 | 0 | 0 | 0 | 0 | 0 | 0 | 0 | 0 | 0
Sampson County WD I - Clinton | 0.18875 | 0.33 | 0.0287 |  | 2641 | 0.141 | 0.002 | 0.0013 | 0.0019 | 0.004 | 0.00985 | 53.3889 | 2773 | 3050 | 3355 | 3691 | 4060 | Sampson | 0.148 | 0.163 | 0.179 | 0.197 | 0.217 | 0.0021 | 0.0023 | 0.0025 | 0.0028 | 0.0031 | 0.0014 | 0.0015 | 0.0017 | 0.0018 | 0.002 | 0.002 | 0.0022 | 0.0024 | 0.0027 | 0.0029 | 0.0042 | 0.0046 | 0.0051 | 0.0056 | 0.0061 | 0.0107 | 0.0118 | 0.013 | 0.0143 | 0.0157 | 0 | 0.25 | 0 | 0 | 0 | 0 | 0 | 0 | 0 | 0
Sampson County WD II - Dunn | 0.87583 | 1.081 | 0 |  | 9351 | 0.4605 | 0.0013 | 0.139 | 0.038 | 0.1 | 0.13703 | 49.2461 | 9819 | 10800 | 11880 | 13068 | 14375 | Sampson | 0.4835 | 0.5319 | 0.5851 | 0.6436 | 0.7079 | 0.0014 | 0.0015 | 0.0017 | 0.0018 | 0.002 | 0.146 | 0.1605 | 0.1766 | 0.1943 | 0.2137 | 0.0399 | 0.0439 | 0.0483 | 0.0531 | 0.0584 | 0.105 | 0.1155 | 0.1271 | 0.1398 | 0.1537 | 0.1429 | 0.1572 | 0.1729 | 0.1902 | 0.2092 | 0.72 | 0.68 | 0 | 0 | 0 | 0.15 | 0.6 | 0 | 0 | 0
Laurinburg | 2.4703 | 3.68 | 0.091153 |  | 18200 | 1.1289 | 0.6131 | 0 | 0.001 | 0.062 | 0.5741 | 62.0275 | 18204 | 18222 | 18238 | 18255 | 18271 | Scotland | 1.1302 | 1.1313 | 1.1323 | 1.1333 | 1.1343 | 0.6131 | 0.6137 | 0.6142 | 0.6147 | 0.6153 | 0 | 0 | 0 | 0 | 0 | 0.001 | 0.001 | 0.001 | 0.001 | 0.001 | 0.062 | 0.062 | 0.062 | 0.062 | 0.062 | 0.231 | 0.2313 | 0.2314 | 0.2316 | 0.2318 | 0 | 0 | 0 | 0 | 0 | 0 | 0 | 0 | 0 | 0
Gibson (Scotland Co - South WSD) | 0.03585 | 0.15 | 0 |  | 587 | 0.0232 | 0.0035 | 0 | 0.0035 | 0.001 | 0.00465 | 39.523 | 587 | 587 | 587 | 587 | 587 | Scotland | 0.0234 | 0.0236 | 0.0239 | 0.0241 | 0.0243 | 0.0035 | 0.0036 | 0.0036 | 0.0036 | 0.0037 | 0 | 0 | 0 | 0 | 0 | 0.0035 | 0.0036 | 0.0036 | 0.0036 | 0.0037 | 0.001 | 0.001 | 0.001 | 0.001 | 0.001 | 0.0042 | 0.0043 | 0.0043 | 0.0043 | 0.0044 | 0 | 0 | 0 | 0 | 0 | 0 | 0 | 0 | 0 | 0
Wagram | 0.059292 | 0.22 | 0 |  | 840 | 0.035 | 0.004 | 0 | 0.005 | 0.016 | -0.00070833 | 41.6667 | 880 | 920 | 970 | 1020 | 1070 | Scotland | 0.0308 | 0.0322 | 0.034 | 0.0357 | 0.0375 | 0.0041 | 0.0043 | 0.0045 | 0.0047 | 0.0049 | 0 | 0 | 0 | 0 | 0 | 0.0051 | 0.0053 | 0.0055 | 0.0057 | 0.0059 | 0.004 | 0.004 | 0.004 | 0.004 | 0.004 | 0.006 | 0.007 | 0.008 | 0.008 | 0.009 | 0 | 0 | 0 | 0 | 0 | 0 | 0 | 0 | 0 | 0
Raleigh | 51.8717 | 77.3 | 0.0026219 |  | 582000 | 28.03 | 10.09 | 2.38 | 3.72 | 1.1 | 6.549 | 48.1615 | 618975 | 799271 | 973797 | 1134200 | 1316200 | Wake | 30.9488 | 39.9636 | 48.6899 | 56.71 | 65.81 | 14.17 | 17.2 | 20.09 | 22.56 | 25.26 | 1.61 | 1.96 | 2.28 | 2.57 | 2.88 | 4.186 | 5.08 | 5.93 | 6.72 | 7.52 | 1.7 | 1.9 | 2.1 | 2.3 | 2.5 | 6.973 | 8.548 | 9.021 | 11.223 | 12.566 | 22 | 14 | 0 | 0 | 0 | 0 | 0 | 0 | 0 | 0
Cary | 19.1008 | 35.6 | 0.79166 |  | 195250 | 9.485 | 3.073 | 0.434 | 0.274 | 3.09 | 1.9532 | 48.5787 | 198492 | 208646 | 218801 | 228956 | 239111 | Wake | 10.6 | 11.9 | 13.2 | 13.7 | 14.8 | 3.4 | 4.8 | 5.8 | 7.5 | 8.9 | 0.7 | 1.1 | 1.5 | 1.6 | 1.8 | 0.3 | 0.3 | 0.3 | 0.3 | 0.3 | 3.4 | 3.9 | 4.3 | 4.8 | 5.2 | 1.3 | 1.4 | 1.6 | 1.8 | 2 | 0 | 0 | 1.9 | 0 | 0 | 0 | 0 | 0 | 0 | 0
Apex | 4.3408 | 10.6 | 0.0075 |  | 55816 | 2.665 | 0.478 | 0.062 | 0.189 | 0.619 | 0.32033 | 47.7462 | 57562 | 97140 | 132740 | 151170 | 155170 | Wake | 3.27 | 5.6 | 7.48 | 8.47 | 8.72 | 0.59 | 1.01 | 1.35 | 1.53 | 1.57 | 0.08 | 0.14 | 0.18 | 0.21 | 0.21 | 0.23 | 0.39 | 0.53 | 0.6 | 0.61 | 0.76 | 1.3 | 1.74 | 1.97 | 2.03 | 0.3925 | 0.672 | 0.8981 | 1.0175 | 1.0462 | 0 | 1 | 4 | 0 | 0 | 0 | 0 | 0 | 0 | 0
Holly Springs | 2.6869 | 6.7 | 0 |  | 36973 | 1.752 | 0.294 | 0.105 | 0.038 | 0.001 | 0.49691 | 47.3859 | 38308 | 52662 | 67016 | 81370 | 95724 | Wake | 1.83 | 2.31 | 2.75 | 3.15 | 3.51 | 0.37 | 0.64 | 1.01 | 1.44 | 1.95 | 0.18 | 0.37 | 0.61 | 0.91 | 1.27 | 0.07 | 0.23 | 0.44 | 0.72 | 1.05 | 0.001 | 0.001 | 0.001 | 0.001 | 0.001 | 0.37 | 0.53 | 0.72 | 0.93 | 1.17 | 0 | 2 | 0 | 0 | 0 | 0 | 0 | 0 | 0 | 0
Fuquay-Varina | 2.2678 | 4.25 | 0 |  | 29450 | 1.545 | 0.395 | 0.025 | 0.102 | 0.1 | 0.10083 | 52.4618 | 32395 | 45350 | 58960 | 70750 | 77830 | Wake | 1.7169 | 2.4035 | 3.1249 | 3.75 | 4.1248 | 0.4345 | 0.608 | 0.791 | 0.949 | 1.044 | 0.0275 | 0.0385 | 0.05 | 0.06 | 0.066 | 0.1122 | 0.157 | 0.204 | 0.245 | 0.2695 | 0.101 | 0.11 | 0.12 | 0.13 | 0.14 | 0.301 | 0.421 | 0.542 | 0.663 | 0.712 | 2.5 | 0 | 0 | 0 | 0 | 0 | 0 | 0 | 0 | 0
Bayleaf Master | 1.526 | 4.371 | 0 |  | 15025 | 1.317 | 0.047 | 0 | 0 | 0.005 | 0.157 | 87.6539 | 15458 | 15858 | 16175 | 16498 | 16828 | Wake | 1.4685 | 1.5065 | 1.5366 | 1.5674 | 1.5987 | 0.058 | 0.06 | 0.065 | 0.07 | 0.075 | 0 | 0 | 0 | 0 | 0 | 0 | 0 | 0 | 0 | 0 | 0.025 | 0.025 | 0.025 | 0.025 | 0.025 | 0.09 | 0.0923 | 0.0943 | 0.0964 | 0.0985 | 0 | 0 | 0 | 0 | 0 | 0 | 0 | 0 | 0 | 0
Washington | 2.7968 | 5.128 | 1.2159 |  | 13005 | 0.4565 | 0.341 | 0.0341 | 0.0956 | 0.2283 | 0.42543 | 35.1019 | 13050 | 13106 | 13368 | 13635 | 13908 | Beaufort | 0.4588 | 0.4679 | 0.4773 | 0.4868 | 0.4966 | 0.3427 | 0.3495 | 0.3565 | 0.3572 | 0.3579 | 0.0343 | 0.0349 | 0.0346 | 0.035 | 0.0351 | 0.0961 | 0.0963 | 0.0965 | 0.0967 | 0.0968 | 0.2294 | 0.234 | 0.2345 | 0.2349 | 0.2354 | 0.4297 | 0.4306 | 0.4315 | 0.4323 | 0.4332 | 0 | 0 | 0 | 0 | 0 | 0 | 0 | 0 | 0 | 0
Belhaven | 0.14725 | 0.448 | 0 |  | 1960 | 0.068 | 0.025 | 0 | 0.007 | 0.036 | 0.01125 | 34.6939 | 1960 | 1985 | 2000 | 2025 | 2205 | Beaufort | 0.064 | 0.065 | 0.069 | 0.073 | 0.075 | 0.024 | 0.025 | 0.027 | 0.029 | 0.03 | 0 | 0 | 0 | 0 | 0 | 0.006 | 0.007 | 0.008 | 0.01 | 0.012 | 0.035 | 0.035 | 0.035 | 0.035 | 0.036 | 0.0101 | 0.0103 | 0.0108 | 0.0115 | 0.0119 | 0 | 0 | 0 | 0 | 0 | 0 | 0 | 0 | 0 | 0
Aurora | 0.055 | 0.36 | 0 |  | 500 | 0.024 | 0.008 | 0 | 0 | 0.011 | 0.012 | 48 | 500 | 500 | 500 | 550 | 550 | Beaufort | 0.018 | 0.018 | 0.018 | 0.019 | 0.019 | 0.011 | 0.013 | 0.014 | 0.015 | 0.017 | 0 | 0 | 0 | 0 | 0 | 0.003 | 0.003 | 0.003 | 0.003 | 0.003 | 0.004 | 0.004 | 0.004 | 0.004 | 0.004 | 0.0092 | 0.0097 | 0.01 | 0.0105 | 0.011 | 0 | 0 | 0 | 0 | 0 | 0 | 0 | 0 | 0 | 0
Chocowinity | 0.17292 | 0.774 | 0 |  | 2500 | 0.139 | 0.013 | 0 | 0.001 | 0.011 | 0.0089167 | 55.6 | 2700 | 2900 | 3100 | 3300 | 3600 | Beaufort | 0.188 | 0.2 | 0.22 | 0.24 | 0.26 | 0.025 | 0.03 | 0.035 | 0.04 | 0.045 | 0.01 | 0.012 | 0.014 | 0.016 | 0.018 | 0.007 | 0.009 | 0.011 | 0.013 | 0.015 | 0.01 | 0.015 | 0.02 | 0.025 | 0.03 | 0.014 | 0.016 | 0.018 | 0.02 | 0.022 | 0 | 0 | 0 | 0 | 0 | 0 | 0 | 0 | 0 | 0
Bath | 0.018917 | 0.166 | 0 |  | 290 | 0.009 | 0.003 | 0 | 0.0065 | 0.0002 | 0.00021667 | 31.0345 | 320 | 330 | 340 | 350 | 360 | Beaufort | 0.012 | 0.012 | 0.013 | 0.013 | 0.014 | 0.003 | 0.004 | 0.005 | 0.006 | 0.007 | 0 | 0 | 0 | 0 | 0 | 0.006 | 0.006 | 0.006 | 0.006 | 0.006 | 0.001 | 0.001 | 0.001 | 0.001 | 0.001 | 0.005 | 0.005 | 0.005 | 0.005 | 0.005 | 0 | 0 | 0 | 0 | 0 | 0 | 0 | 0 | 0 | 0
Beaufort Co (Northside) | 1.3316 | 2.608 | 0.013413 |  | 22467 | 1.033 | 0.051 | 0 | 0 | 0.134 | 0.10017 | 45.9785 | 23320 | 24590 | 25860 | 27130 | 28400 | Beaufort | 1.0704 | 1.1287 | 1.187 | 1.2453 | 1.3036 | 0.051 | 0.052 | 0.053 | 0.054 | 0.055 | 0 | 0 | 0 | 0 | 0 | 0 | 0 | 0 | 0 | 0 | 0.15 | 0.16 | 0.17 | 0.175 | 0.18 | 0.1051 | 0.1108 | 0.1166 | 0.1219 | 0.1272 | 0 | 0 | 0 | 0 | 0 | 0 | 0 | 0 | 0 | 0
Beaufort Co (Southside) | 0.82733 | 2.52 | 0.11603 |  | 9263 | 0.397 | 0.009 | 0.037 | 0 | 0.168 | 0.10031 | 42.8587 | 9500 | 10100 | 10200 | 10300 | 10400 | Beaufort | 0.4275 | 0.4545 | 0.459 | 0.4635 | 0.468 | 0.01 | 0.01 | 0.01 | 0.01 | 0.01 | 0.042 | 0.045 | 0.046 | 0.047 | 0.048 | 0 | 0 | 0 | 0 | 0 | 0.17 | 0.172 | 0.174 | 0.176 | 0.178 | 0.1075 | 0.1128 | 0.114 | 0.1152 | 0.1165 | 0.72 | 0 | 0 | 0 | 0 | 0 | 0 | 0 | 0 | 0
Windsor | 0.23783 | 0.958 | 0 |  | 3471 | 0.107 | 0.049 | 0.003 | 0.05 | 0.025 | 0.0038333 | 30.8269 | 3480 | 3500 | 3520 | 3540 | 3560 | Bertie | 0.108 | 0.11 | 0.112 | 0.114 | 0.116 | 0.0495 | 0.05 | 0.0505 | 0.051 | 0.0515 | 0.004 | 0.005 | 0.006 | 0.007 | 0.008 | 0.078 | 0.078 | 0.08 | 0.081 | 0.082 | 0.003 | 0.003 | 0.003 | 0.003 | 0.003 | 0.0191 | 0.0193 | 0.0198 | 0.0201 | 0.0205 | 0 | 0 | 0 | 0 | 0 | 0 | 0 | 0 | 0 | 0
Aulander | 0.07 | 0.504 | 0 |  | 1438 | 0.0474 | 0.005 | 0 | 0.003 | 0.005 | 0.0096 | 32.9624 | 1375 | 1325 | 1250 | 1200 | 1150 | Bertie | 0.028 | 0.0278 | 0.0275 | 0.0272 | 0.027 | 0.004 | 0.004 | 0.004 | 0.004 | 0.004 | 0.004 | 0.004 | 0.004 | 0.004 | 0.004 | 0.002 | 0.002 | 0.002 | 0.002 | 0.002 | 0 | 0 | 0 | 0 | 0 | 0.0217 | 0.0216 | 0.0214 | 0.0212 | 0.0211 | 0 | 0 | 0 | 0 | 0 | 0 | 0 | 0 | 0 | 0
Powellsville | 0.060083 | 0.072 | 0 |  | 265 | 0.041 | 0.011 | 0 | 0 | 0 | 0.0080833 | 154.717 | 275 | 315 | 325 | 335 | 350 | Bertie | 0.04 | 0.043 | 0.0432 | 0.0435 | 0.044 | 0.011 | 0.012 | 0.012 | 0.015 | 0.02 | 0 | 0 | 0 | 0 | 0 | 0.002 | 0.002 | 0.002 | 0.003 | 0.003 | 0 | 0 | 0 | 0 | 0 | 0.0062 | 0.0063 | 0.0064 | 0.0071 | 0.0077 | 0 | 0 | 0 | 0 | 0 | 0 | 0 | 0 | 0 | 0
Bertie County RWS | 1.0408 | 2.867 | 0.003 |  | 12628 | 0.65 | 0.022 | 0.08 | 0.135 | 0.005 | 0.14583 | 51.4729 | 11500 | 11400 | 11300 | 11250 | 11000 | Bertie | 0.6 | 0.59 | 0.58 | 0.57 | 0.56 | 0.023 | 0.022 | 0.022 | 0.021 | 0.021 | 0.203 | 0.205 | 0.207 | 0.209 | 0.211 | 0.09 | 0.09 | 0.09 | 0.09 | 0.09 | 0.001 | 0.001 | 0.001 | 0.001 | 0.001 | 0.11 | 0.109 | 0.108 | 0.107 | 0.106 | 0 | 0 | 0 | 0 | 0 | 0 | 0 | 0 | 0 | 0
Southport | 0.46283 | 1.418 | 0 |  | 3625 | 0.332 | 0.084 | 0 | 0 | 0 | 0.046833 | 91.5862 | 4500 | 5100 | 5500 | 6000 | 6400 | Brunswick | 0.414 | 0.469 | 0.506 | 0.552 | 0.589 | 0.086 | 0.091 | 0.098 | 0.1 | 0.105 | 0 | 0 | 0 | 0 | 0 | 0 | 0 | 0 | 0 | 0 | 0 | 0 | 0 | 0 | 0 | 0.0565 | 0.0633 | 0.0682 | 0.0737 | 0.0784 | 0 | 0 | 0 | 0 | 0 | 0 | 0 | 0 | 0 | 0
Oak Island | 0.87746 | 2 | 0 |  | 9000 | 0.564 | 0.155 | 0 | 0 | 0.09 | 0.068458 | 62.6667 | 9600 | 10400 | 11600 | 13100 | 14700 | Brunswick | 0.624 | 0.673 | 0.756 | 0.85 | 0.955 | 0.127 | 0.139 | 0.151 | 0.163 | 0.175 | 0 | 0 | 0 | 0 | 0 | 0 | 0 | 0 | 0 | 0 | 0.099 | 0.117 | 0.135 | 0.153 | 0.171 | 0.038 | 0.043 | 0.048 | 0.054 | 0.06 | 0 | 0 | 0 | 0 | 0 | 0 | 0 | 0 | 0 | 0
Shallotte | 0.44183 | 0.75 | 0 |  | 4698 | 0.3 | 0.09 | 0.001 | 0 | 0.001 | 0.049833 | 63.857 | 4815 | 4935 | 5059 | 5185 | 5300 | Brunswick | 0.3082 | 0.3158 | 0.3238 | 0.3318 | 0.3392 | 0.091 | 0.092 | 0.093 | 0.094 | 0.095 | 0.001 | 0.001 | 0.001 | 0.001 | 0.001 | 0 | 0 | 0 | 0 | 0 | 0.001 | 0.001 | 0.001 | 0.001 | 0.001 | 0.0307 | 0.0314 | 0.0321 | 0.0327 | 0.0334 | 0 | 0 | 0 | 0 | 0 | 0 | 0 | 0 | 0 | 0
Ocean Isle Beach | 0.60392 | 1.8 | 0.0111 |  | 645 | 0.484 | 0.053 | 0 | 0.0022 | 0.0178 | 0.035817 | 750.3876 | 650 | 750 | 860 | 990 | 1140 | Brunswick | 0.4875 | 0.5622 | 0.645 | 0.7435 | 0.855 | 0.06 | 0.066 | 0.071 | 0.077 | 0.083 | 0 | 0 | 0 | 0 | 0 | 0.0023 | 0.0025 | 0.0027 | 0.0029 | 0.0031 | 0.019 | 0.021 | 0.023 | 0.024 | 0.026 | 0.053 | 0.061 | 0.069 | 0.08 | 0.091 | 0 | 0 | 0 | 0 | 0 | 0 | 0 | 0 | 0 | 0
Brunswick County | 15.5688 | 32.879 | 5.2006 |  | 97932 | 6.23 | 0 | 1.9725 | 0.0276 | 0.9661 | 1.172 | 63.6156 | 104428 | 136908 | 169388 | 201868 | 234348 | Brunswick | 6.495 | 8.515 | 10.535 | 12.555 | 14.576 | 0 | 0 | 0 | 0 | 0 | 7.2 | 7.2 | 7.2 | 7.2 | 7.2 | 0 | 0 | 0 | 0 | 0 | 1.1 | 3 | 3.5 | 4.5 | 4.5 | 2.068 | 2.6159 | 2.9681 | 3.3902 | 3.6727 | 0 | 26 | 0 | 0 | 0 | 0 | 0 | 0 | 0 | 0
Holden Beach | 0.41513 | 1 | 0 |  | 637 | 0.3304 | 0.0055 | 0 | 0 | 0.0219 | 0.057333 | 518.6813 | 650 | 750 | 750 | 2000 | 2000 | Brunswick | 0.4 | 0.4 | 0.5 | 0.6 | 0.9 | 0.009 | 0.009 | 0.009 | 0.009 | 0.009 | 0 | 0 | 0 | 0 | 0 | 0 | 0 | 0 | 0 | 0 | 0.005 | 0.005 | 0.005 | 0.005 | 0.005 | 0.0663 | 0.0663 | 0.0823 | 0.0983 | 0.1464 | 0 | 0 | 0 | 0 | 0 | 0 | 0 | 0 | 0 | 0
Navassa | 0.0825 | 0.2 | 0 |  | 772 | 0.0399 | 0.026 | 0 | 0 | 0.003 | 0.0136 | 51.6839 | 787 | 866 | 953 | 1048 | 1153 | Brunswick | 0.0425 | 0.0467 | 0.0514 | 0.0566 | 0.0622 | 0.025 | 0.026 | 0.026 | 0.027 | 0.03 | 0 | 0 | 0 | 0 | 0 | 0 | 0 | 0 | 0 | 0 | 0.003 | 0.003 | 0.003 | 0.003 | 0.003 | 0.0049 | 0.0051 | 0.0053 | 0.0057 | 0.0061 | 0 | 0 | 0 | 0 | 0 | 0 | 0 | 0 | 0 | 0
Brunswick Regional WSD | 1.7602 | 1 | 0 |  | 26001 | 1.154 | 0.147 | 0 | 0.038 | 0.3 | 0.12117 | 44.3829 | 27041 | 32449 | 38938 | 46725 | 56070 | Brunswick | 1.2 | 1.44 | 1.72 | 2.06 | 2.472 | 0.152 | 0.182 | 0.218 | 0.261 | 0.313 | 0 | 0 | 0 | 0 | 0 | 0.0394 | 0.0464 | 0.0554 | 0.0664 | 0.0794 | 0.3 | 0.3 | 0.3 | 0.3 | 0.3 | 0.183 | 0.311 | 0.543 | 0.651 | 0.781 | 4 | 0 | 0 | 0 | 0 | 0 | 0 | 0 | 0 | 0
Bald Head Island Utilities | 0.2225 | 0.95 | 0 |  | 250 | 0.1355 | 0.031 | 0 | 0 | 0.028 | 0.028 | 542 | 250 | 260 | 260 | 260 | 260 | Brunswick | 0.133 | 0.144 | 0.155 | 0.166 | 0.177 | 0.05 | 0.051 | 0.052 | 0.053 | 0.054 | 0 | 0 | 0 | 0 | 0 | 0 | 0 | 0 | 0 | 0 | 0.03 | 0.03 | 0.03 | 0.03 | 0.03 | 0.03 | 0.031 | 0.033 | 0.035 | 0.036 | 0 | 0 | 0 | 0 | 0 | 0 | 0 | 0 | 0 | 0
South Mills | 0.35825 | 0.473 | 0 |  | 5702 | 0.266 | 0.003 | 0 | 0 | 0.012 | 0.07725 | 46.6503 | 5332 | 5438 | 5547 | 5658 | 5771 | Camden | 0.2576 | 0.2714 | 0.2852 | 0.299 | 0.3128 | 0.012 | 0.012 | 0.012 | 0.012 | 0.012 | 0 | 0 | 0 | 0 | 0 | 0 | 0 | 0 | 0 | 0 | 0.014 | 0.014 | 0.014 | 0.014 | 0.014 | 0.05 | 0.052 | 0.054 | 0.056 | 0.058 | 0 | 0 | 0 | 0 | 0 | 0 | 0 | 0 | 0 | 0
South Camden Water and Sewer District | 0.49342 | 0.89 | 0.0061178 |  | 5133 | 0.2853 | 0.0268 | 0 | 0.0066 | 0.1 | 0.068599 | 55.5815 | 5163 | 5267 | 5372 | 5480 | 5589 | Camden | 0.2855 | 0.2857 | 0.286 | 0.2862 | 0.2864 | 0.0269 | 0.027 | 0.0271 | 0.0272 | 0.0273 | 0 | 0 | 0 | 0 | 0 | 0.0067 | 0.0068 | 0.0069 | 0.007 | 0.0071 | 0.101 | 0.102 | 0.103 | 0.104 | 0.105 | 0.0694 | 0.0697 | 0.0699 | 0.0701 | 0.0704 | 0 | 0 | 0 | 0 | 0 | 0 | 0 | 0 | 0 | 0
Beaufort | 0.44267 | 1.494 | 0.0020022 |  | 4164 | 0.2728 | 0.0769 | 0.0079 | 0.0167 | 0.0079 | 0.058473 | 65.5139 | 4500 | 4815 | 5152 | 5515 | 5900 | Carteret | 0.289 | 0.31 | 0.33 | 0.354 | 0.38 | 0.1 | 0.11 | 0.12 | 0.13 | 0.14 | 0.008 | 0.0085 | 0.009 | 0.0095 | 0.01 | 0.02 | 0.023 | 0.025 | 0.03 | 0.032 | 0.027 | 0.03 | 0.033 | 0.036 | 0.04 | 0.038 | 0.041 | 0.054 | 0.067 | 0.08 | 0 | 0 | 0 | 0 | 0 | 0 | 0 | 0 | 0 | 0
Morehead City | 1.1928 | 2.34 | 0 |  | 9420 | 0.52 | 0.338 | 0.006 | 0.117 | 0.038 | 0.17383 | 55.2017 | 9750 | 10328 | 11027 | 12981 | 14228 | Carteret | 0.544 | 0.583 | 0.616 | 0.724 | 0.868 | 0.353 | 0.386 | 0.417 | 0.477 | 0.517 | 0.006 | 0.007 | 0.008 | 0.009 | 0.01 | 0.122 | 0.141 | 0.162 | 0.186 | 0.214 | 0.045 | 0.052 | 0.061 | 0.07 | 0.082 | 0.1837 | 0.2006 | 0.217 | 0.2516 | 0.2902 | 0 | 0 | 0 | 0 | 0 | 0 | 0 | 0 | 0 | 0
Newport | 0.64617 | 1.261 | 0 |  | 4829 | 0.183 | 0.054 | 0.002 | 0.143 | 0.057 | 0.20717 | 37.896 | 4870 | 5017 | 5167 | 5322 | 5482 | Carteret | 0.205 | 0.211 | 0.217 | 0.224 | 0.23 | 0.058 | 0.061 | 0.065 | 0.069 | 0.072 | 0.003 | 0.004 | 0.004 | 0.005 | 0.006 | 0.148 | 0.149 | 0.15 | 0.152 | 0.154 | 0.05 | 0.05 | 0.05 | 0.05 | 0.05 | 0.08 | 0.08 | 0.08 | 0.08 | 0.08 | 0 | 0 | 0 | 0 | 0 | 0 | 0 | 0 | 0 | 0
Harkers Island WSD | 0.092333 | 0.472 | 0 |  | 2358 | 0.074 | 0.008 | 0 | 0 | 0.002 | 0.0083333 | 31.3825 | 2494 | 2562 | 2627 | 2692 | 2757 | Carteret | 0.088 | 0.091 | 0.094 | 0.096 | 0.098 | 0.01 | 0.012 | 0.014 | 0.016 | 0.018 | 0 | 0 | 0 | 0 | 0 | 0 | 0 | 0 | 0 | 0 | 0.008 | 0.008 | 0.008 | 0.008 | 0.008 | 0.012 | 0.013 | 0.013 | 0.014 | 0.014 | 0 | 0 | 0 | 0 | 0 | 0 | 0 | 0 | 0 | 0
Bogue Banks Water Corp | 1.7462 | 5.599 | 0 |  | 4995 | 0.966 | 0.277 | 0 | 0 | 0.3 | 0.20317 | 193.3934 | 5100 | 5200 | 5300 | 5400 | 5500 | Carteret | 1 | 1.05 | 1.1 | 1.15 | 1.2 | 0.28 | 0.2825 | 0.285 | 0.2875 | 0.29 | 0 | 0 | 0 | 0 | 0 | 0 | 0 | 0 | 0 | 0 | 0.3 | 0.3 | 0.3 | 0.3 | 0.3 | 0.2163 | 0.2235 | 0.2306 | 0.2378 | 0.245 | 1 | 0 | 0 | 0 | 0 | 0 | 0 | 0 | 0 | 0
Pine Knoll Shores | 0.30925 | 0.982 | 0 |  | 2199 | 0.218 | 0.056 | 0 | 0 | 0.023 | 0.01225 | 99.136 | 2193 | 2324 | 2464 | 2612 | 2768 | Carteret | 0.241 | 0.256 | 0.271 | 0.287 | 0.304 | 0.054 | 0.057 | 0.061 | 0.064 | 0.068 | 0 | 0 | 0 | 0 | 0 | 0 | 0 | 0 | 0 | 0 | 0.024 | 0.026 | 0.028 | 0.03 | 0.032 | 0.024 | 0.025 | 0.027 | 0.028 | 0.03 | 0 | 0.6 | 0 | 0 | 0 | 0 | 0 | 0 | 0 | 0
Atlantic Beach | 0.67858 | 2.418 | 0 |  | 6380 | 0.452 | 0.052 | 0 | 0.015 | 0.082 | 0.077583 | 70.8464 | 6444 | 6540 | 6670 | 6736 | 6940 | Carteret | 0.481 | 0.503 | 0.549 | 0.515 | 0.521 | 0.056 | 0.062 | 0.068 | 0.075 | 0.09 | 0 | 0 | 0 | 0 | 0 | 0.015 | 0.016 | 0.018 | 0.02 | 0.022 | 0.025 | 0.025 | 0.025 | 0.025 | 0.025 | 0.1155 | 0.1182 | 0.1215 | 0.124 | 0.1288 | 0 | 0 | 0 | 0 | 0 | 0 | 0 | 0 | 0 | 0
West Carteret Water Corporation | 1.0558 | 2.462 | 0 |  | 15420 | 0.694 | 0.1 | 0 | 0.081 | 0.2198 | -0.038967 | 45.0065 | 15510 | 18060 | 20810 | 23560 | 26310 | Carteret | 0.704 | 0.831 | 0.957 | 1.085 | 1.21 | 0.106 | 0.116 | 0.127 | 0.14 | 0.154 | 0 | 0 | 0 | 0 | 0 | 0.085 | 0.09 | 0.095 | 0.1 | 0.105 | 0.141 | 0.151 | 0.161 | 0.171 | 0.181 | 0.106 | 0.123 | 0.139 | 0.155 | 0.171 | 0.972 | 0 | 0 | 0 | 0 | 0 | 0 | 0 | 0 | 0
North River/ Mill Creek Water System | 0.22424 | 0.677 | 0.0142 |  | 2900 | 0.106 | 0.007 | 0.006 | 0.005 | 0.08 | 0.0060417 | 36.5517 | 2950 | 3000 | 3050 | 3100 | 3150 | Carteret | 0.115 | 0.13 | 0.147 | 0.166 | 0.188 | 0.008 | 0.009 | 0.01 | 0.011 | 0.012 | 0.006 | 0.007 | 0.007 | 0.008 | 0.008 | 0.006 | 0.007 | 0.008 | 0.009 | 0.01 | 0.102 | 0.102 | 0.102 | 0.102 | 0.102 | 0.035 | 0.037 | 0.04 | 0.044 | 0.047 | 0 | 0 | 0 | 0 | 0 | 0 | 0 | 0 | 0 | 0
Merrimon | 0.0031083 | 0.086 | 0 |  | 80 | 0.0013 | 0 | 0 | 0.0001 | 0.0015 | 0.00020833 | 16.25 | 85 | 90 | 95 | 100 | 105 | Carteret | 0.0015 | 0.0016 | 0.0017 | 0.0018 | 0.0019 | 0 | 0 | 0 | 0 | 0 | 0 | 0 | 0 | 0 | 0 | 0.0001 | 0.0001 | 0.0001 | 0.0001 | 0.0001 | 0.0018 | 0.0018 | 0.0018 | 0.0018 | 0.0018 | 0.0001 | 0.0001 | 0.0001 | 0.0001 | 0.0001 | 0 | 0 | 0 | 0 | 0 | 0 | 0 | 0 | 0 | 0
Edenton | 0.51575 | 1.258 | 0 |  | 5500 | 0.216 | 0.104 | 0.015 | 0.107 | 0.013 | 0.06075 | 39.2727 | 5582 | 5642 | 5702 | 5784 | 5833 | Chowan | 0.216 | 0.22 | 0.224 | 0.23 | 0.242 | 0.104 | 0.106 | 0.113 | 0.122 | 0.134 | 0.016 | 0.017 | 0.018 | 0.018 | 0.019 | 0.107 | 0.114 | 0.127 | 0.138 | 0.151 | 0.013 | 0.013 | 0.014 | 0.015 | 0.016 | 0.0215 | 0.0222 | 0.0234 | 0.0247 | 0.0266 | 0 | 0 | 0 | 0 | 0 | 0 | 0 | 0 | 0 | 0
Chowan County | 0.85592 | 2.015 | 0.016137 |  | 10762 | 0.523 | 0.067 | 0.015 | 0.025 | 0.151 | 0.05878 | 48.5969 | 11500 | 11650 | 11785 | 11902 | 12362 | Chowan | 0.6 | 0.65 | 0.705 | 0.775 | 0.825 | 0.05 | 0.055 | 0.065 | 0.075 | 0.09 | 0.005 | 0.005 | 0.006 | 0.007 | 0.01 | 0.022 | 0.023 | 0.025 | 0.028 | 0.03 | 0.038 | 0.04 | 0.05 | 0.055 | 0.065 | 0.116 | 0.125 | 0.138 | 0.152 | 0.165 | 0 | 0 | 0 | 0 | 0 | 0 | 0 | 0 | 0 | 0
Whiteville | 1.1425 | 2.297 | 0.00080548 |  | 5420 | 0.2311 | 0.4453 | 0.0012 | 0.1917 | 0.097 | 0.17538 | 42.6384 | 5430 | 5480 | 5540 | 5600 | 5650 | Columbus | 0.234 | 0.2369 | 0.2398 | 0.2428 | 0.2558 | 0.4508 | 0.4564 | 0.4621 | 0.4678 | 0.4336 | 0.0013 | 0.0014 | 0.0015 | 0.0016 | 0.0017 | 0.1941 | 0.1965 | 0.1989 | 0.2014 | 0.2039 | 0.098 | 0.099 | 0.1 | 0.101 | 0.102 | 0.1784 | 0.1806 | 0.1828 | 0.185 | 0.1818 | 0 | 0 | 0 | 0 | 0 | 0 | 0 | 0 | 0 | 0
Tabor City | 0.40754 | 1.444 | 0.1804 |  | 3277 | 0.2131 | 0.023 | 0.0161 | 0.107 | 0.001 | -0.13306 | 65.029 | 3278 | 3281 | 3284 | 3287 | 3290 | Columbus | 0.2229 | 0.2231 | 0.2233 | 0.2235 | 0.2237 | 0.023 | 0.023 | 0.023 | 0.023 | 0.023 | 0.016 | 0.016 | 0.016 | 0.016 | 0.016 | 0.012 | 0.012 | 0.012 | 0.012 | 0.012 | 0.001 | 0.001 | 0.001 | 0.001 | 0.001 | 0.045 | 0.045 | 0.045 | 0.045 | 0.045 | 0 | 0 | 0 | 0 | 0 | 0 | 0 | 0 | 0 | 0
Chadbourn | 0.23858 | 0.933 | 0 |  | 1764 | 0.091 | 0.021 | 0.013 | 0.001 | 0.022 | 0.090583 | 51.5873 | 1764 | 1764 | 1764 | 1764 | 1764 | Columbus | 0.091 | 0.091 | 0.091 | 0.091 | 0.091 | 0.021 | 0.021 | 0.021 | 0.021 | 0.021 | 0.013 | 0.013 | 0.013 | 0.013 | 0.013 | 0 | 0 | 0 | 0 | 0 | 0.022 | 0.022 | 0.022 | 0.022 | 0.022 | 0.025 | 0.025 | 0.025 | 0.025 | 0.025 | 0 | 0 | 0 | 0 | 0 | 0 | 0 | 0 | 0 | 0
Fair Bluff | 0.10592 | 0.468 | 0 |  | 889 | 0.095 | 0.001 | 0.001 | 0.002 | 0 | 0.0069167 | 106.8616 | 889 | 890 | 891 | 892 | 892 | Columbus | 0.102 | 0.1021 | 0.1021 | 0.1021 | 0.1021 | 0.001 | 0.001 | 0.001 | 0.001 | 0.001 | 0.002 | 0.002 | 0.002 | 0.002 | 0.002 | 0.002 | 0.002 | 0.002 | 0.002 | 0.002 | 0 | 0 | 0 | 0 | 0 | 0.007 | 0.007 | 0.007 | 0.007 | 0.007 | 0.288 | 0 | 0 | 0 | 0 | 0 | 0 | 0 | 0 | 0
Brunswick | 0.035417 | 0.214 | 0 |  | 415 | 0.026 | 0.002 | 0 | 0 | 0.001 | 0.0064167 | 62.6506 | 420 | 470 | 520 | 570 | 620 | Columbus | 0.028 | 0.0315 | 0.0348 | 0.0382 | 0.0454 | 0.003 | 0.0033 | 0.0036 | 0.004 | 0.0044 | 0 | 0 | 0 | 0 | 0 | 0 | 0 | 0 | 0 | 0 | 0.001 | 0.001 | 0.001 | 0.001 | 0.001 | 0.0048 | 0.0054 | 0.0057 | 0.0059 | 0.0062 | 0 | 0 | 0 | 0 | 0 | 0 | 0 | 0 | 0 | 0
Lake Waccamaw | 0.15219 | 0.34 | 0 |  | 1466 | 0.0819 | 0.0074 | 0.0057 | 0.0268 | 0.03 | 0.00039167 | 55.8663 | 1495 | 1510 | 1525 | 1540 | 1555 | Columbus | 0.084 | 0.085 | 0.086 | 0.087 | 0.088 | 0.0074 | 0.0074 | 0.0074 | 0.0074 | 0.0074 | 0.0057 | 0.0057 | 0.0057 | 0.0057 | 0.0057 | 0.028 | 0.028 | 0.029 | 0.029 | 0.029 | 0.02 | 0.02 | 0.02 | 0.02 | 0.02 | 0.0173 | 0.0173 | 0.0173 | 0.0173 | 0.0173 | 0 | 0 | 0 | 0 | 0 | 0 | 0 | 0 | 0 | 0
Bolton | 0.070075 | 0.4 | 0 |  | 750 | 0.0416 | 0 | 0 | 0 | 0.002 | 0.026475 | 55.4667 | 750 | 751 | 752 | 752 | 753 | Columbus | 0.0416 | 0.0416 | 0.0416 | 0.0416 | 0.0416 | 0 | 0 | 0 | 0 | 0 | 0 | 0 | 0 | 0 | 0 | 0 | 0 | 0 | 0 | 0 | 0.002 | 0.002 | 0.002 | 0.002 | 0.002 | 0.0263 | 0.0263 | 0.0263 | 0.0263 | 0.0263 | 0 | 0 | 0 | 0 | 0 | 0 | 0 | 0 | 0 | 0
Cerro Gordo | 0.016167 | 0.058 | 0 |  | 197 | 0.006 | 0.001 | 0 | 0.007 | 0 | 0.0021667 | 30.4569 | 198 | 200 | 202 | 204 | 206 | Columbus | 0.007 | 0.0071 | 0.0072 | 0.0073 | 0.0074 | 0.001 | 0.0011 | 0.0012 | 0.0013 | 0.0014 | 0 | 0 | 0 | 0 | 0 | 0.007 | 0.0071 | 0.0072 | 0.0073 | 0.0074 | 0 | 0 | 0 | 0 | 0 | 0.0017 | 0.0017 | 0.0017 | 0.0017 | 0.0017 | 0 | 0 | 0 | 0 | 0 | 0 | 0 | 0 | 0 | 0
Columbus Co WSD I | 0.18442 | 0.3 | 0 |  | 6011 | 0.222 | 0.016 | 0 | 0.007 | 0.0011 | -0.061683 | 36.9323 | 6012 | 6018 | 6024 | 6029 | 6034 | Columbus | 0.222 | 0.2222 | 0.2224 | 0.2226 | 0.2228 | 0.016 | 0.016 | 0.016 | 0.016 | 0.1606 | 0 | 0 | 0 | 0 | 0 | 0.007 | 0.007 | 0.007 | 0.007 | 0.007 | 0.008 | 0.009 | 0.009 | 0.01 | 0.01 | 0.021 | 0.022 | 0.023 | 0.024 | 0.025 | 0 | 0 | 0 | 0 | 0 | 0 | 0 | 0 | 0 | 0
Boardman | 0.00825 | 0.05 | 0 |  | 150 | 0.006 | 0.002 | 0 | 0 | 0 | 0.00025 | 40 | 155 | 160 | 165 | 170 | 175 | Columbus | 0.0062 | 0.0064 | 0.0066 | 0.0068 | 0.007 | 0.002 | 0.002 | 0.002 | 0.002 | 0.002 | 0 | 0 | 0 | 0 | 0 | 0 | 0 | 0 | 0 | 0 | 0 | 0 | 0 | 0 | 0 | 0.0015 | 0.0015 | 0.0015 | 0.0015 | 0.0015 | 0.005 | 0 | 0 | 0 | 0 | 0 | 0 | 0 | 0 | 0
New Bern | 3.5808 | 12.167 | 0 |  | 38245 | 1.64 | 0.703 | 0.105 | 0 | 0.2 | 0.93283 | 42.8814 | 39400 | 45275 | 53050 | 61500 | 71500 | Craven | 1.69 | 1.961 | 2.276 | 2.641 | 3.065 | 0.724 | 0.841 | 0.975 | 1.132 | 1.314 | 0.108 | 0.126 | 0.146 | 0.169 | 0.196 | 0 | 0 | 0 | 0 | 0 | 0.203 | 0.239 | 0.278 | 0.322 | 0.374 | 0.57 | 0.66 | 0.77 | 0.89 | 1.03 | 0 | 0 | 0 | 0 | 0 | 0.39 | 0.063 | 0.073 | 0.084 | 0.097
Havelock | 1.0974 | 2.88 | 0.016 |  | 14246 | 0.588 | 0.196 | 0 | 0.011 | 0.16 | 0.12642 | 41.2747 | 14317 | 14389 | 14466 | 14543 | 14620 | Craven | 0.6013 | 0.6043 | 0.6076 | 0.6108 | 0.614 | 0.202 | 0.208 | 0.214 | 0.22 | 0.226 | 0 | 0 | 0 | 0 | 0 | 0.012 | 0.014 | 0.015 | 0.016 | 0.017 | 0.17 | 0.18 | 0.19 | 0.2 | 0.21 | 0.18 | 0.185 | 0.19 | 0.19 | 0.19 | 0 | 0 | 0 | 0 | 0 | 0 | 0 | 0 | 0 | 0
Vanceboro | 0.18708 | 0.432 | 0 |  | 1864 | 0.067 | 0.008 | 0.002 | 0.071 | 0.015 | 0.024083 | 35.9442 | 1875 | 1914 | 1949 | 2017 | 2111 | Craven | 0.068 | 0.07 | 0.073 | 0.0763 | 0.0801 | 0.0071 | 0.0079 | 0.0086 | 0.0095 | 0.0105 | 0.0021 | 0.0024 | 0.0027 | 0.003 | 0.0033 | 0.0724 | 0.0797 | 0.0876 | 0.0964 | 0.106 | 0.017 | 0.018 | 0.019 | 0.02 | 0.021 | 0.0247 | 0.0264 | 0.0283 | 0.0305 | 0.0328 | 0 | 0 | 0 | 0 | 0 | 0 | 0 | 0 | 0 | 0
Dover | 0.027333 | 0.092 | 0 |  | 425 | 0.021 | 0.001 | 0 | 0.002 | 0.001 | 0.0023333 | 49.4118 | 425 | 427 | 435 | 440 | 445 | Craven | 0.021 | 0.0211 | 0.0213 | 0.0216 | 0.0218 | 0.002 | 0.003 | 0.004 | 0.004 | 0.004 | 0 | 0 | 0 | 0 | 0 | 0.002 | 0.002 | 0.002 | 0.002 | 0.002 | 0.001 | 0.001 | 0.001 | 0.001 | 0.001 | 0.0016 | 0.0018 | 0.0019 | 0.002 | 0.002 | 0 | 0 | 0 | 0 | 0 | 0 | 0 | 0 | 0 | 0
Cherry Point MCAS | 4.0364 | 5.0946 | 0 |  | 15926 | 1 | 0.2 | 2 | 0.1 | 0.39 | 0.34642 | 62.7904 | 15926 | 15926 | 15926 | 15926 | 15926 | Craven | 1 | 1 | 1 | 1 | 1 | 0.2 | 0.2 | 0.2 | 0.2 | 0.2 | 2 | 2 | 2 | 2 | 2 | 0.1 | 0.1 | 0.1 | 0.1 | 0.1 | 0.39 | 0.39 | 0.39 | 0.39 | 0.39 | 0.292 | 0.292 | 0.292 | 0.292 | 0.292 | 0 | 0 | 0 | 0 | 0 | 0 | 0 | 0 | 0 | 0
First Craven Sanitary District | 0.53633 | 1.476 | 0 |  | 6000 | 0.308 | 0.021 | 0.005 | 0.003 | 0.0868 | 0.11253 | 51.3333 | 6120 | 6730 | 7400 | 8150 | 8960 | Craven | 0.312 | 0.3432 | 0.3774 | 0.4157 | 0.457 | 0.022 | 0.0242 | 0.0266 | 0.0293 | 0.0322 | 0.0055 | 0.0061 | 0.0067 | 0.0073 | 0.0081 | 0.0031 | 0.0034 | 0.0037 | 0.0041 | 0.0045 | 0.0885 | 0.0974 | 0.1071 | 0.1178 | 0.1296 | 0.075 | 0.085 | 0.095 | 0.105 | 0.115 | 0 | 0.25 | 0 | 0 | 0 | 0 | 0 | 0 | 0 | 0
Cove City | 0.0305 | 0.25 | 0 |  | 440 | 0.023 | 0.002 | 0 | 0.001 | 0.002 | 0.0025 | 52.2727 | 450 | 500 | 550 | 600 | 650 | Craven | 0.0235 | 0.025 | 0.0275 | 0.03 | 0.033 | 0.0023 | 0.003 | 0.0032 | 0.0034 | 0.0036 | 0 | 0 | 0 | 0 | 0 | 0.002 | 0.0022 | 0.0024 | 0.0026 | 0.0028 | 0.0025 | 0.003 | 0.0032 | 0.0034 | 0.0036 | 0.0047 | 0.0049 | 0.0052 | 0.0056 | 0.0061 | 0 | 0 | 0 | 0 | 0 | 0 | 0 | 0 | 0 | 0
Craven County | 3.0205 | 8.147 | 0.082726 |  | 36250 | 1.9832 | 0.2031 | 0 | 0 | 0.6592 | 0.092274 | 54.709 | 35564 | 41593 | 48645 | 56892 | 62500 | Craven | 1.956 | 2.2876 | 2.6755 | 3.1291 | 3.4375 | 0.28 | 0.33 | 0.39 | 0.45 | 0.5 | 0 | 0 | 0 | 0 | 0 | 0 | 0 | 0 | 0 | 0 | 0.66 | 0.67 | 0.68 | 0.69 | 0.7 | 0.321 | 0.321 | 0.321 | 0.321 | 0.321 | 0 | 0 | 0 | 0 | 0 | 0.08 | 0 | 0 | 0 | 0
River Bend | 0.23775 | 0.789 | 0 |  | 2871 | 0.132 | 0.012 | 0.011 | 0 | 0.045 | 0.03775 | 45.977 | 2873 | 2901 | 2930 | 2959 | 2988 | Craven | 0.1322 | 0.1334 | 0.1348 | 0.1361 | 0.1374 | 0.0122 | 0.0123 | 0.0124 | 0.0126 | 0.0127 | 0.0111 | 0.0112 | 0.0113 | 0.0114 | 0.0116 | 0 | 0 | 0 | 0 | 0 | 0.043 | 0.05 | 0.055 | 0.06 | 0.065 | 0.0253 | 0.0269 | 0.0287 | 0.0302 | 0.0308 | 0 | 0 | 0 | 0 | 0 | 0 | 0 | 0 | 0 | 0
Fairfield Harbour | 0.36131 | 1.012 | 0 |  | 4733 | 0.2079 | 0.0039 | 0 | 0 | 0.008 | 0.14151 | 43.9256 | 4780 | 5019 | 5270 | 5534 | 5810 | Craven | 0.2103 | 0.2208 | 0.2319 | 0.2435 | 0.2556 | 0.004 | 0.0042 | 0.0045 | 0.0047 | 0.0049 | 0 | 0 | 0 | 0 | 0 | 0 | 0 | 0 | 0 | 0 | 0.012 | 0.012 | 0.012 | 0.012 | 0.012 | 0.152 | 0.18 | 0.18 | 0.18 | 0.18 | 0 | 0 | 0 | 0 | 0 | 0 | 0 | 0 | 0 | 0
Currituck Co - Mainland | 0.9985 | 3.064 | 0 |  | 12775 | 0.6 | 0.185 | 0 | 0.02 | 0.34 | -0.1465 | 46.9667 | 12705 | 12960 | 13220 | 13487 | 13760 | Currituck | 0.597 | 0.609 | 0.621 | 0.633 | 0.646 | 0.21 | 0.231 | 0.254 | 0.28 | 0.308 | 0 | 0 | 0 | 0 | 0 | 0.016 | 0.017 | 0.018 | 0.019 | 0.02 | 0.293 | 0.299 | 0.305 | 0.314 | 0.319 | 0.124 | 0.129 | 0.133 | 0.138 | 0.143 | 0 | 1 | 0 | 0 | 0 | 0 | 0 | 0 | 0 | 0
Nags Head | 1.1089 | 3.5 | 0 |  | 3125 | 0.688 | 0.231 | 0 | 0.0188 | 0.0738 | 0.097317 | 220.16 | 3172 | 3330 | 3497 | 3672 | 3855 | Dare | 0.698 | 0.733 | 0.769 | 0.808 | 0.848 | 0.231 | 0.243 | 0.255 | 0.268 | 0.281 | 0 | 0 | 0 | 0 | 0 | 0.019 | 0.02 | 0.021 | 0.022 | 0.023 | 0.132 | 0.132 | 0.132 | 0.132 | 0.132 | 0.12 | 0.125 | 0.131 | 0.137 | 0.143 | 0 | 0 | 0 | 0 | 0 | 0 | 0 | 0 | 0 | 0
Kill Devil Hills | 1.1577 | 3 | 0 |  | 7200 | 0.9416 | 0.0584 | 0 | 0 | 0.015 | 0.14267 | 130.7778 | 7308 | 7673 | 8057 | 8460 | 8883 | Dare | 1.096 | 1.151 | 1.209 | 1.269 | 1.332 | 0.053 | 0.055 | 0.058 | 0.061 | 0.064 | 0 | 0 | 0 | 0 | 0 | 0 | 0 | 0 | 0 | 0 | 0.001 | 0.001 | 0.001 | 0.001 | 0.001 | 0.084 | 0.098 | 0.109 | 0.12 | 0.133 | 0 | 0 | 0 | 0 | 0 | 0 | 0 | 0 | 0 | 0
Manteo | 0.22408 | 1 | 0 |  | 1496 | 0.14 | 0.063 | 0 | 0.013 | 0.003 | 0.0050833 | 93.5829 | 1571 | 1649 | 1732 | 1818 | 1909 | Dare | 0.147 | 0.154 | 0.162 | 0.17 | 0.179 | 0.066 | 0.069 | 0.073 | 0.077 | 0.08 | 0 | 0 | 0 | 0 | 0 | 0.014 | 0.014 | 0.015 | 0.016 | 0.017 | 0.004 | 0.004 | 0.004 | 0.004 | 0.004 | 0.004 | 0.004 | 0.004 | 0.004 | 0.004 | 0 | 0 | 0 | 0 | 0 | 0 | 0 | 0 | 0 | 0
Dare Co. Cape Hatteras | 1.4259 | 3.34 | 0 |  | 5486 | 0.638 | 0.245 | 0 | 0 | 0.466 | 0.076875 | 116.296 | 5596 | 6156 | 6772 | 7449 | 8193 | Dare | 0.655 | 0.721 | 0.793 | 0.872 | 0.959 | 0.25 | 0.275 | 0.303 | 0.333 | 0.366 | 0 | 0 | 0 | 0 | 0 | 0 | 0 | 0 | 0 | 0 | 0.475 | 0.523 | 0.575 | 0.632 | 0.695 | 0.1217 | 0.134 | 0.1474 | 0.162 | 0.1782 | 0 | 0 | 0 | 0 | 0 | 0 | 0 | 0 | 0 | 0
Dare Co Regional | 6.6593 | 7.615 | 2.548 |  | 22766 | 1.642 | 0.318 | 0 | 0 | 1.1 | 1.0513 | 72.1251 | 23000 | 23500 | 24000 | 24500 | 26000 | Dare | 1.8 | 2 | 2.2 | 2.4 | 2.6 | 0.32 | 0.33 | 0.34 | 0.35 | 0.36 | 0 | 0 | 0 | 0 | 0 | 0 | 0 | 0 | 0 | 0 | 1 | 1 | 1 | 1 | 1 | 0.55 | 0.5499 | 0.545 | 0.589 | 0.635 | 8 | 3 | 0 | 0 | 0 | 0 | 0 | 0 | 0 | 0
Dare Co Rodanthe-Waves-Salvo | 0.42492 | 1.808 | 0 |  | 1240 | 0.22 | 0.043 | 0 | 0.002 | 0.135 | 0.024917 | 177.4194 | 1244 | 1331 | 1424 | 1524 | 1631 | Dare | 0.282 | 0.302 | 0.323 | 0.346 | 0.37 | 0.083 | 0.089 | 0.095 | 0.102 | 0.109 | 0 | 0 | 0 | 0 | 0 | 0 | 0 | 0 | 0 | 0 | 0.105 | 0.112 | 0.12 | 0.128 | 0.137 | 0.0714 | 0.0765 | 0.0818 | 0.0876 | 0.0936 | 0 | 0 | 0 | 0 | 0 | 0 | 0 | 0 | 0 | 0
Wallace | 0.5805 | 2.711 | 0.042049 |  | 5825 | 0.223 | 0.192 | 0 | 0.022 | 0.007 | 0.094451 | 38.2833 | 5857 | 5887 | 5923 | 6035 | 6544 | Duplin | 0.229 | 0.232 | 0.245 | 0.255 | 0.267 | 0.198 | 0.204 | 0.208 | 0.217 | 0.225 | 0 | 0 | 0 | 0 | 0 | 0.025 | 0.029 | 0.032 | 0.033 | 0.034 | 0.009 | 0.011 | 0.012 | 0.012 | 0.014 | 0.1527 | 0.1577 | 0.1647 | 0.1713 | 0.1789 | 0 | 0 | 0 | 0 | 0 | 0 | 0 | 0 | 0 | 0
Warsaw | 0.41792 | 0.684 | 0 |  | 3150 | 0.142 | 0.14 | 0.084 | 0.01 | 0.003 | 0.038917 | 45.0794 | 3180 | 3200 | 3220 | 3250 | 3280 | Duplin | 0.14 | 0.145 | 0.148 | 0.152 | 0.16 | 0.11 | 0.115 | 0.119 | 0.12 | 0.128 | 0.01 | 0.012 | 0.013 | 0.015 | 0.017 | 0.022 | 0.023 | 0.024 | 0.025 | 0.026 | 0.05 | 0.05 | 0.05 | 0.055 | 0.055 | 0.1 | 0.119 | 0.124 | 0.132 | 0.138 | 0 | 0.18 | 0 | 0 | 0 | 0 | 0 | 0 | 0 | 0
Beulaville | 0.12325 | 0.36 | 0 |  | 1326 | 0.065 | 0.018 | 0.008 | 0.011 | 0.007 | 0.01425 | 49.0196 | 1400 | 1475 | 1550 | 1700 | 1800 | Duplin | 0.065 | 0.07 | 0.075 | 0.075 | 0.08 | 0.03 | 0.035 | 0.035 | 0.039 | 0.039 | 0.012 | 0.013 | 0.013 | 0.014 | 0.015 | 0.009 | 0.011 | 0.013 | 0.015 | 0.017 | 0.01 | 0.01 | 0.015 | 0.015 | 0.02 | 0.015 | 0.016 | 0.017 | 0.017 | 0.018 | 0 | 0 | 0 | 0 | 0 | 0.082 | 0.0081 | 0.0075 | 0.0041 | 0.0081
Rose Hill | 0.20708 | 0.865 | 0 |  | 1862 | 0.072 | 0.024 | 0.086 | 0.005 | 0.02 | 8.3333e-05 | 38.6681 | 1866 | 1884 | 1903 | 1922 | 1941 | Duplin | 0.082 | 0.083 | 0.084 | 0.085 | 0.085 | 0.024 | 0.025 | 0.025 | 0.026 | 0.027 | 0.142 | 0.145 | 0.147 | 0.15 | 0.153 | 0.005 | 0.006 | 0.007 | 0.009 | 0.01 | 0.005 | 0.005 | 0.005 | 0.005 | 0.005 | 0.1553 | 0.161 | 0.1668 | 0.175 | 0.1827 | 0 | 0 | 0 | 0 | 0 | 0 | 0 | 0 | 0 | 0
Kenansville | 0.15892 | 0.396 | 0 |  | 876 | 0.07 | 0.025 | 0 | 0.047 | 0.001 | 0.015917 | 79.9087 | 952 | 995 | 1070 | 1107 | 1158 | Duplin | 0.075 | 0.076 | 0.077 | 0.081 | 0.092 | 0.037 | 0.039 | 0.041 | 0.042 | 0.044 | 0 | 0 | 0 | 0 | 0 | 0.065 | 0.066 | 0.067 | 0.069 | 0.07 | 0.003 | 0.003 | 0.003 | 0.003 | 0.003 | 0.0086 | 0.0087 | 0.0089 | 0.0093 | 0.0099 | 0 | 0 | 0 | 0 | 0 | 0 | 0 | 0 | 0 | 0
Magnolia | 0.092 | 0 | 0 |  | 980 | 0.059 | 0.005 | 0 | 0.005 | 0.01 | 0.013 | 60.2041 | 1362 | 1594 | 1624 | 1655 | 1686 | Duplin | 0.078 | 0.091 | 0.093 | 0.095 | 0.115 | 0.013 | 0.015 | 0.018 | 0.022 | 0.027 | 0 | 0 | 0 | 0 | 0 | 0 | 0 | 0 | 0 | 0 | 0.004 | 0.005 | 0.006 | 0.008 | 0.011 | 0.006 | 0.007 | 0.007 | 0.007 | 0.009 | 0.27 | 0 | 0 | 0 | 0 | 0 | 0 | 0 | 0 | 0
Faison | 0.509 | 1.44 | 0 |  | 995 | 0.0462 | 0.01 | 0.421 | 0 | 0.021 | 0.0108 | 46.4322 | 995 | 995 | 995 | 995 | 995 | Duplin | 0.05 | 0.05 | 0.05 | 0.05 | 0.05 | 0.01 | 0.01 | 0.01 | 0.01 | 0.01 | 0.421 | 0.421 | 0.421 | 0.421 | 0.421 | 0 | 0 | 0 | 0 | 0 | 0.021 | 0.021 | 0.021 | 0.021 | 0.021 | 0.023 | 0.024 | 0.026 | 0.027 | 0.027 | 0 | 0 | 0 | 0 | 0 | 0 | 0 | 0 | 0 | 0
Teachey | 0.028667 | 0.1 | 0 |  | 381 | 0.03 | 0 | 0 | 0 | 0 | -0.0013333 | 78.7402 | 400 | 500 | 500 | 500 | 500 | Duplin | 0.024 | 0.032 | 0.032 | 0.032 | 0.032 | 0.003 | 0.003 | 0.003 | 0.003 | 0.003 | 0 | 0 | 0 | 0 | 0 | 0.002 | 0.002 | 0.002 | 0.002 | 0.002 | 0 | 0 | 0 | 0 | 0 | 0.0052 | 0.0052 | 0.0052 | 0.0052 | 0.0052 | 0 | 0 | 0 | 0 | 0 | 0 | 0 | 0 | 0 | 0
Calypso | 0.075 | 0.425 | 0 |  | 553 | 0.028 | 0.0018 | 0.0264 | 0.006 | 0.0081 | 0.0047 | 50.6329 | 662 | 754 | 765 | 845 | 845 | Duplin | 0.032 | 0.034 | 0.037 | 0.041 | 0.045 | 0.006 | 0.007 | 0.008 | 0.009 | 0.01 | 0.038 | 0.039 | 0.04 | 0.041 | 0.042 | 0.009 | 0.009 | 0.009 | 0.01 | 0.01 | 0.003 | 0.003 | 0.003 | 0.003 | 0.003 | 0.011 | 0.012 | 0.012 | 0.013 | 0.014 | 0 | 0 | 0 | 0 | 0 | 0 | 0 | 0 | 0 | 0
Chinquapin Water Association | 0.31533 | 0.717 | 0.044 |  | 4686 | 0.235 | 0.003 | 0 | 0.018 | 0.001 | 0.014333 | 50.1494 | 4695 | 5000 | 5190 | 5450 | 5682 | Duplin | 0.242 | 0.253 | 0.265 | 0.276 | 0.289 | 0.005 | 0.006 | 0.008 | 0.01 | 0.011 | 0 | 0 | 0 | 0 | 0 | 0.022 | 0.024 | 0.026 | 0.028 | 0.031 | 0.003 | 0.003 | 0.003 | 0.003 | 0.004 | 0.0131 | 0.0138 | 0.0146 | 0.0153 | 0.0162 | 0 | 0 | 0 | 0 | 0 | 0 | 0 | 0 | 0 | 0
Greenevers | 0.065583 | 0.2 | 0 |  | 1390 | 0.042 | 0.002 | 0 | 0.008 | 0.001 | 0.012583 | 30.2158 | 1425 | 1462 | 1500 | 1544 | 1600 | Duplin | 0.046 | 0.047 | 0.048 | 0.049 | 0.051 | 0.003 | 0.003 | 0.003 | 0.003 | 0.003 | 0 | 0 | 0 | 0 | 0 | 0.01 | 0.012 | 0.013 | 0.014 | 0.015 | 0.002 | 0.002 | 0.002 | 0.002 | 0.002 | 0.0137 | 0.0153 | 0.0167 | 0.0183 | 0.0201 | 0 | 0 | 0 | 0 | 0 | 0 | 0 | 0 | 0 | 0
Duplin Co | 1.9692 | 4.261 | 0.085 |  | 18542 | 1.005 | 0.499 | 0 | 0.023 | 0.015 | 0.34225 | 54.2013 | 18555 | 18580 | 18612 | 18674 | 18794 | Duplin | 1.007 | 1.008 | 1.01 | 1.012 | 1.015 | 0.5005 | 0.5012 | 0.5023 | 0.5048 | 0.5076 | 0 | 0 | 0 | 0 | 0 | 0.022 | 0.025 | 0.026 | 0.028 | 0.03 | 0.012 | 0.014 | 0.015 | 0.015 | 0.016 | 0.3514 | 0.3529 | 0.3541 | 0.3556 | 0.3576 | 0 | 0 | 0 | 0 | 0 | 1.1001 | 0.0046 | 0.0035 | 0.0065 | 0.004
Tarboro | 2.4437 | 12 | 0.49 |  | 11415 | 0.815 | 0.42 | 0.4 | 0.142 | 0.09 | 0.086667 | 71.3973 | 10960 | 10505 | 10050 | 9595 | 9140 | Edgecombe | 0.883 | 0.847 | 0.81 | 0.773 | 0.737 | 0.396 | 0.38 | 0.364 | 0.349 | 0.335 | 0.236 | 0.226 | 0.216 | 0.207 | 0.198 | 0.273 | 0.262 | 0.251 | 0.24 | 0.23 | 0.074 | 0.072 | 0.072 | 0.07 | 0.069 | 0.0868 | 0.0833 | 0.0798 | 0.0764 | 0.0731 | 0 | 0 | 0 | 0 | 0 | 0 | 0 | 0 | 0 | 0
Pinetops | 0.16725 | 0.456 | 0 |  | 1291 | 0.098 | 0.015 | 0.008 | 0.021 | 0.02 | 0.00525 | 75.9101 | 1300 | 1325 | 1325 | 1325 | 1325 | Edgecombe | 0.1 | 0.1 | 0.1 | 0.1 | 0.1 | 0.006 | 0.006 | 0.006 | 0.006 | 0.006 | 0.002 | 0.002 | 0.002 | 0.002 | 0.002 | 0.014 | 0.014 | 0.014 | 0.014 | 0.014 | 0.04 | 0.04 | 0.04 | 0.04 | 0.04 | 0.0084 | 0.0084 | 0.0084 | 0.0084 | 0.0084 | 0.144 | 0 | 0 | 0 | 0 | 0 | 0 | 0 | 0 | 0
Macclesfield | 0.03275 | 0.414 | 0 |  | 890 | 0.027 | 0.004 | 0 | 0 | 0 | 0.00175 | 30.3371 | 777 | 697 | 626 | 562 | 555 | Edgecombe | 0.027 | 0.024 | 0.022 | 0.02 | 0.019 | 0.003 | 0.003 | 0.003 | 0.003 | 0.003 | 0 | 0 | 0 | 0 | 0 | 0 | 0 | 0 | 0 | 0 | 0 | 0 | 0 | 0 | 0 | 0.003 | 0.003 | 0.002 | 0.002 | 0.002 | 0 | 0 | 0 | 0 | 0 | 0 | 0 | 0 | 0 | 0
Whitakers | 0.057583 | 0.1 | 0 |  | 790 | 0.049 | 0.003 | 0 | 0.002 | 0.0005 | 0.0030833 | 62.0253 | 792 | 802 | 812 | 822 | 832 | Edgecombe | 0.0495 | 0.05 | 0.051 | 0.052 | 0.053 | 0.0035 | 0.004 | 0.0045 | 0.005 | 0.0055 | 0 | 0 | 0 | 0 | 0 | 0.002 | 0.0025 | 0.003 | 0.0035 | 0.004 | 0.0005 | 0.0005 | 0.0005 | 0.0005 | 0.0005 | 0.0036 | 0.0037 | 0.0038 | 0.0039 | 0.004 | 0 | 0 | 0 | 0 | 0 | 0 | 0 | 0 | 0 | 0
Princeville | 0.085833 | 0.25 | 0 |  | 1295 | 0.058 | 0.001 | 0 | 0 | 0.015 | 0.011833 | 44.7876 | 1800 | 2400 | 3200 | 4100 | 5000 | Edgecombe | 0.083 | 0.11 | 0.1475 | 0.19 | 0.23 | 0.004 | 0.005 | 0.006 | 0.008 | 0.009 | 0 | 0 | 0 | 0 | 0 | 0.001 | 0.001 | 0.001 | 0.001 | 0.001 | 0.01 | 0.01 | 0.01 | 0.01 | 0.01 | 0.0083 | 0.0109 | 0.0145 | 0.0187 | 0.0225 | 0 | 0 | 0 | 0 | 0 | 0 | 0 | 0 | 0 | 0
Edgecombe Co WSD | 0.89838 | 1.35 | 0 |  | 13230 | 0.65 | 0.059 | 0.015 | 0 | 0.02 | 0.15438 | 49.1308 | 14200 | 14250 | 14300 | 14350 | 14400 | Edgecombe | 0.65 | 0.653 | 0.655 | 0.658 | 0.66 | 0.11 | 0.12 | 0.125 | 0.13 | 0.135 | 0.026 | 0.027 | 0.028 | 0.029 | 0.03 | 0 | 0 | 0 | 0 | 0 | 0.075 | 0.076 | 0.077 | 0.079 | 0.08 | 0.142 | 0.1445 | 0.146 | 0.1478 | 0.1493 | 0 | 0 | 0 | 0 | 0 | 0 | 0 | 0 | 0 | 0
Gates Co | 0.89608 | 1.43 | 0 |  | 11639 | 0.856 | 0 | 0 | 0 | 0.003 | 0.037083 | 73.5458 | 12319 | 12442 | 12567 | 13003 | 13983 | Gates | 0.875 | 0.895 | 0.92 | 0.951 | 0.999 | 0 | 0 | 0 | 0 | 0 | 0 | 0 | 0 | 0 | 0 | 0 | 0 | 0 | 0 | 0 | 0.003 | 0.003 | 0.003 | 0.003 | 0.003 | 0.0349 | 0.0356 | 0.0366 | 0.0379 | 0.0398 | 0 | 0 | 0 | 0 | 0 | 0 | 0 | 0 | 0 | 0
Snow Hill | 0.19025 | 0.963 | 0 |  | 2657 | 0.122 | 0.042 | 0.006 | 0.012 | 0.001 | 0.00725 | 45.9164 | 2662 | 2674 | 2687 | 2692 | 2705 | Greene | 0.1251 | 0.1257 | 0.1263 | 0.1265 | 0.1271 | 0.049 | 0.05 | 0.052 | 0.054 | 0.056 | 0.008 | 0.009 | 0.01 | 0.011 | 0.012 | 0.014 | 0.015 | 0.016 | 0.019 | 0.02 | 0.003 | 0.003 | 0.003 | 0.003 | 0.003 | 0.0119 | 0.0122 | 0.0126 | 0.0131 | 0.0136 | 0 | 0 | 0 | 0 | 0 | 0 | 0 | 0 | 0 | 0
Maury Sanitary Land District | 0.037667 | 0.2 | 0 |  | 468 | 0.018 | 0.002 | 0 | 0.018 | 0 | -0.00033333 | 38.4615 | 473 | 496 | 546 | 573 | 602 | Greene | 0.0194 | 0.0203 | 0.0224 | 0.0235 | 0.0248 | 0.002 | 0.002 | 0.002 | 0.002 | 0.002 | 0 | 0 | 0 | 0 | 0 | 0.018 | 0.0185 | 0.019 | 0.0195 | 0.02 | 0 | 0 | 0 | 0 | 0 | 0 | 0 | 0 | 0 | 0 | 0 | 0 | 0 | 0 | 0 | 0 | 0 | 0 | 0 | 0
Hookerton | 0.046167 | 0.1 | 0.002 |  | 409 | 0.022 | 0.004 | 0 | 0.004 | 0.007 | 0.0071667 | 53.7897 | 459 | 481 | 521 | 553 | 580 | Greene | 0.025 | 0.026 | 0.027 | 0.028 | 0.029 | 0.004 | 0.0045 | 0.005 | 0.0055 | 0.006 | 0 | 0 | 0 | 0 | 0 | 0.0041 | 0.0045 | 0.0049 | 0.0054 | 0.006 | 0.005 | 0.005 | 0.005 | 0.005 | 0.005 | 0.0072 | 0.0076 | 0.0079 | 0.0083 | 0.0087 | 0 | 0 | 0 | 0 | 0 | 0 | 0 | 0 | 0 | 0
Walstonburg | 0.010333 | 0.05 | 0 |  | 200 | 0.01 | 0 | 0 | 0 | 0 | 0.00033333 | 50 | 200 | 200 | 200 | 200 | 200 | Greene | 0.012 | 0.012 | 0.012 | 0.012 | 0.012 | 0 | 0 | 0 | 0 | 0 | 0 | 0 | 0 | 0 | 0 | 0 | 0 | 0 | 0 | 0 | 0 | 0 | 0 | 0 | 0 | 0.001 | 0.001 | 0.001 | 0.001 | 0.001 | 0 | 0 | 0 | 0 | 0 | 0 | 0 | 0 | 0 | 0
South Greene WC | 0.16275 | 0.358 | 0 |  | 2543 | 0.141 | 0.021 | 0 | 0 | 0 | 0.00075 | 55.4463 | 2873 | 3027 | 3186 | 3353 | 3392 | Greene | 0.158 | 0.1665 | 0.1752 | 0.1844 | 0.1866 | 0.021 | 0.023 | 0.025 | 0.027 | 0.029 | 0 | 0 | 0 | 0 | 0 | 0 | 0 | 0 | 0 | 0 | 0 | 0 | 0 | 0 | 0 | 0 | 0 | 0 | 0 | 0 | 0 | 0 | 0 | 0 | 0 | 0 | 0 | 0 | 0 | 0
Greene County RWS | 1.6203 | 4.381 | 0.237 |  | 9948 | 0.569 | 0.019 | 0 | 0.21 | 0.31 | 0.27533 | 57.1974 | 10210 | 10211 | 10212 | 10213 | 10214 | Greene | 0.572 | 0.573 | 0.573 | 0.573 | 0.573 | 0.019 | 0.02 | 0.02 | 0.02 | 0.021 | 0 | 0 | 0 | 0 | 0 | 0.231 | 0.232 | 0.232 | 0.233 | 0.233 | 0.352 | 0.352 | 0.352 | 0.353 | 0.353 | 0.22 | 0.221 | 0.221 | 0.221 | 0.221 | 1.1048 | 0 | 0 | 0 | 0 | 0 | 0 | 0 | 0 | 0
Roanoke Rapids SD | 4.6494 | 12.5 | 2.1549 |  | 18968 | 0.9484 | 0.3765 | 0.341 | 0.0477 | 0.3969 | 0.38402 | 50 | 18600 | 16700 | 14800 | 14800 | 14700 | Halifax | 0.948 | 0.928 | 0.907 | 0.886 | 0.874 | 0.372 | 0.364 | 0.356 | 0.348 | 0.343 | 0.34 | 0.34 | 0.34 | 0.34 | 0.34 | 0.042 | 0.041 | 0.04 | 0.039 | 0.039 | 0.375 | 0.368 | 0.36 | 0.352 | 0.347 | 0.3644 | 0.3567 | 0.3487 | 0.3407 | 0.3363 | 0 | 0 | 0 | 0 | 0 | 0 | 0 | 0 | 0 | 0
Scotland Neck | 0.2982 | 0.4 | 0 |  | 2955 | 0.198 | 0.043 | 0 | 0 | 0.026 | 0.0312 | 67.0051 | 2965 | 2975 | 2985 | 2990 | 3000 | Halifax | 0.1981 | 0.1982 | 0.1983 | 0.1984 | 0.1985 | 0.0431 | 0.0432 | 0.0433 | 0.0434 | 0.0435 | 0 | 0 | 0 | 0 | 0 | 0 | 0 | 0 | 0 | 0 | 0.026 | 0.026 | 0.026 | 0.026 | 0.026 | 0.03 | 0.03 | 0.03 | 0.03 | 0.03 | 0 | 0 | 0 | 0 | 0 | 0 | 0 | 0 | 0 | 0
Weldon | 1.1054 | 14 | 0.843 |  | 1526 | 0.062 | 0.084 | 0 | 0 | 0.026 | 0.090417 | 40.6291 | 1509 | 1492 | 1475 | 1458 | 1441 | Halifax | 0.062 | 0.062 | 0.061 | 0.061 | 0.06 | 0.085 | 0.085 | 0.085 | 0.085 | 0.085 | 0 | 0 | 0 | 0 | 0 | 0.003 | 0.003 | 0.003 | 0.003 | 0.003 | 0.011 | 0.011 | 0.012 | 0.012 | 0.015 | 0.0984 | 0.0984 | 0.0989 | 0.0989 | 0.1005 | 0 | 0 | 0 | 0 | 0 | 0 | 0 | 0 | 0 | 0
Enfield Water System | 0.20117 | 7.3 | 0 |  | 2552 | 0.101 | 0.029 | 0 | 0 | 0.061 | 0.010167 | 39.5768 | 2560 | 2565 | 2570 | 2575 | 2580 | Halifax | 0.102 | 0.1025 | 0.103 | 0.101 | 0.104 | 0.0295 | 0.03 | 0.0305 | 0.031 | 0.032 | 0 | 0 | 0 | 0 | 0 | 0 | 0 | 0 | 0 | 0 | 0.061 | 0.061 | 0.061 | 0.061 | 0.061 | 0.01 | 0.01 | 0.01 | 0.01 | 0.01 | 0 | 0 | 0 | 0 | 0 | 0 | 0 | 0 | 0 | 0
Littleton | 0.07525 | 0.15 | 0 |  | 700 | 0.061 | 0.007 | 0.003 | 0 | 0.003 | 0.00125 | 87.1429 | 700 | 700 | 700 | 700 | 700 | Halifax | 0.065 | 0.066 | 0.067 | 0.068 | 0.069 | 0.0071 | 0.0081 | 0.0091 | 0.0091 | 0.0091 | 0.0025 | 0.0025 | 0.0025 | 0.0035 | 0.0035 | 0 | 0 | 0 | 0 | 0 | 0.0035 | 0.0035 | 0.0035 | 0.005 | 0.005 | 0.0037 | 0.0038 | 0.0039 | 0.004 | 0.0041 | 0 | 0 | 0 | 0 | 0 | 0 | 0 | 0 | 0 | 0
Halifax | 0.020917 | 0.125 | 0 |  | 227 | 0.019 | 0 | 0 | 0 | 0.001 | 0.00091667 | 83.7004 | 224 | 221 | 218 | 215 | 213 | Halifax | 0.021 | 0.021 | 0.022 | 0.022 | 0.022 | 0 | 0 | 0 | 0 | 0 | 0 | 0 | 0 | 0 | 0 | 0 | 0 | 0 | 0 | 0 | 0.001 | 0.001 | 0.001 | 0.001 | 0.001 | 0.0023 | 0.0022 | 0.0021 | 0.0021 | 0.002 | 0 | 0 | 0 | 0 | 0 | 0 | 0 | 0 | 0 | 0
Hobgood | 0.043808 | 0.515 | 0 |  | 660 | 0.0207 | 0.0013 | 0 | 0.0011 | 0.015 | 0.0057083 | 31.3636 | 660 | 655 | 640 | 625 | 610 | Halifax | 0.02 | 0.02 | 0.02 | 0.02 | 0.02 | 0.004 | 0.004 | 0.004 | 0.004 | 0.004 | 0 | 0 | 0 | 0 | 0 | 0.002 | 0.002 | 0.002 | 0.002 | 0.002 | 0.015 | 0.015 | 0.015 | 0.015 | 0.015 | 0.0023 | 0.0023 | 0.0022 | 0.0022 | 0.0021 | 0 | 0 | 0 | 0 | 0 | 0 | 0 | 0 | 0 | 0
Halifax County | 2.4616 | 3.9 | 0.391 |  | 20250 | 0.9 | 0.118 | 0.284 | 0.285 | 0.326 | 0.15758 | 44.4444 | 20250 | 20250 | 20250 | 20250 | 20250 | Halifax | 0.895 | 0.895 | 0.895 | 0.895 | 0.895 | 0.155 | 0.155 | 0.155 | 0.155 | 0.155 | 0.281 | 0.281 | 0.281 | 0.282 | 0.281 | 0.286 | 0.286 | 0.286 | 0.286 | 0.286 | 0.166 | 0.166 | 0.166 | 0.166 | 0.166 | 0.307 | 0.308 | 0.308 | 0.308 | 0.308 | 0 | 0 | 0 | 0 | 0 | 0 | 0 | 0 | 0 | 0
Ahoskie | 0.79308 | 3.478 | 0 |  | 5479 | 0.241 | 0.29 | 0.081 | 0.04 | 0.002 | 0.13908 | 43.9861 | 5525 | 5700 | 5830 | 5900 | 5998 | Hertford | 0.243 | 0.245 | 0.248 | 0.255 | 0.261 | 0.291 | 0.293 | 0.297 | 0.305 | 0.308 | 0.023 | 0.023 | 0.03 | 0.04 | 0.05 | 0.041 | 0.041 | 0.042 | 0.043 | 0.047 | 0.03 | 0.03 | 0.03 | 0.03 | 0.03 | 0.0687 | 0.0698 | 0.0765 | 0.0838 | 0.0998 | 0 | 0 | 0 | 0 | 0 | 0 | 0 | 0 | 0 | 0
Murfreesboro | 0.37292 | 2.19 | 0 |  | 3645 | 0.147 | 0.019 | 0.01 | 0.079 | 0.033 | 0.084917 | 40.3292 | 3660 | 3683 | 3700 | 3729 | 3747 | Hertford | 0.148 | 0.152 | 0.158 | 0.164 | 0.172 | 0.019 | 0.02 | 0.021 | 0.022 | 0.025 | 0.01 | 0.011 | 0.012 | 0.014 | 0.015 | 0.08 | 0.081 | 0.083 | 0.085 | 0.086 | 0.005 | 0.005 | 0.006 | 0.006 | 0.006 | 0.06 | 0.06 | 0.06 | 0.06 | 0.06 | 0.65 | 0 | 0 | 0 | 0 | 0 | 0 | 0 | 0 | 0
Winton | 0.077083 | 0.514 | 0 |  | 756 | 0.04 | 0.006 | 0.016 | 0.01 | 0.001 | 0.0040833 | 52.9101 | 758 | 762 | 766 | 770 | 770 | Hertford | 0.08 | 0.08 | 0.08 | 0.08 | 0.08 | 0.006 | 0.006 | 0.006 | 0.006 | 0.006 | 0.002 | 0.002 | 0.002 | 0.002 | 0.002 | 0.01 | 0.01 | 0.01 | 0.01 | 0.01 | 0.005 | 0.005 | 0.005 | 0.005 | 0.005 | 0.004 | 0.004 | 0.004 | 0.004 | 0.004 | 0 | 0 | 0 | 0 | 0 | 0 | 0 | 0 | 0 | 0
Cofield | 0.02475 | 0.144 | 0 |  | 413 | 0.0182 | 0.0027 | 0 | 0.0001 | 0.0005 | 0.00325 | 44.0678 | 420 | 428 | 435 | 444 | 451 | Hertford | 0.019 | 0.019 | 0.019 | 0.019 | 0.019 | 0.003 | 0.003 | 0.004 | 0.005 | 0.005 | 0.005 | 0.005 | 0.005 | 0.005 | 0.005 | 0.0001 | 0.0002 | 0.0002 | 0.0004 | 0.0006 | 0.0005 | 0.0005 | 0.0005 | 0.0005 | 0.0005 | 0.0045 | 0.0045 | 0.0047 | 0.0049 | 0.0049 | 0 | 0 | 0 | 0 | 0 | 0 | 0 | 0 | 0 | 0
Harrellsville | 0.048508 | 0.198 | 0 |  | 832 | 0.04 | 0.005 | 0 | 0.0002 | 0.001 | 0.0023083 | 48.0769 | 835 | 839 | 841 | 844 | 849 | Hertford | 0.04 | 0.04 | 0.04 | 0.04 | 0.04 | 0.0136 | 0.0137 | 0.0137 | 0.0138 | 0.0139 | 0 | 0 | 0 | 0 | 0 | 0 | 0 | 0 | 0 | 0 | 0.001 | 0.001 | 0.002 | 0.002 | 0.003 | 0.0027 | 0.0027 | 0.0028 | 0.0028 | 0.0028 | 0 | 0 | 0 | 0 | 0 | 0 | 0 | 0 | 0 | 0
Hertford County Rural Water | 0.725 | 1.44 | 0 |  | 7970 | 0.4 | 0.04 | 0.002 | 0.2 | 0 | 0.083 | 50.1882 | 7801 | 7800 | 7745 | 7780 | 7801 | Hertford | 0.34 | 0.342 | 0.344 | 0.345 | 0.35 | 0.035 | 0.05 | 0.065 | 0.07 | 0.075 | 0 | 0 | 0 | 0 | 0 | 0.15 | 0.205 | 0.208 | 0.212 | 0.218 | 0.004 | 0.005 | 0.006 | 0.007 | 0.009 | 0.111 | 0.126 | 0.131 | 0.133 | 0.137 | 0.05 | 0 | 0 | 0 | 0 | 0 | 0 | 0 | 0 | 0
Union Utilities Inc. | 0.030833 | 0.144 | 0 |  | 350 | 0.015 | 0.006 | 0 | 0.005 | 0.002 | 0.0028333 | 42.8571 | 350 | 355 | 360 | 363 | 370 | Hertford | 0.02 | 0.022 | 0.022 | 0.022 | 0.022 | 0.005 | 0.007 | 0.008 | 0.009 | 0.009 | 0 | 0 | 0 | 0 | 0 | 0.006 | 0.006 | 0.006 | 0.006 | 0.006 | 0.001 | 0.001 | 0.001 | 0.001 | 0.001 | 0.0012 | 0.0014 | 0.0014 | 0.0014 | 0.0014 | 0 | 0 | 0 | 0 | 0 | 0 | 0 | 0 | 0 | 0
Hyde County | 0.63942 | 1.88 | 0 |  | 5256 | 0.177 | 0.058 | 0 | 0.049 | 0.267 | 0.088417 | 33.6758 | 5400 | 5625 | 5841 | 6111 | 6503 | Hyde | 0.185 | 0.216 | 0.226 | 0.23 | 0.235 | 0.066 | 0.067 | 0.068 | 0.07 | 0.075 | 0 | 0 | 0 | 0 | 0 | 0.056 | 0.078 | 0.091 | 0.105 | 0.138 | 0.15 | 0.152 | 0.153 | 0.153 | 0.155 | 0.071 | 0.0797 | 0.0836 | 0.0867 | 0.0937 | 0 | 0 | 0 | 0 | 0 | 0 | 0 | 0 | 0 | 0
Ocracoke Sanitary District | 0.27972 | 1.872 | 0 |  | 900 | 0.0796 | 0.0724 | 0 | 0.0141 | 0.102 | 0.011617 | 88.4444 | 900 | 880 | 860 | 850 | 850 | Hyde | 0.08 | 0.08 | 0.08 | 0.08 | 0.08 | 0.056 | 0.056 | 0.056 | 0.056 | 0.056 | 0 | 0 | 0 | 0 | 0 | 0.013 | 0.013 | 0.015 | 0.015 | 0.015 | 0.1 | 0.1 | 0.1 | 0.1 | 0.1 | 0.0119 | 0.0119 | 0.012 | 0.012 | 0.012 | 0 | 0 | 0 | 0 | 0 | 0 | 0 | 0 | 0 | 0
Maysville | 0.066083 | 0.144 | 0 |  | 1100 | 0.045 | 0.004 | 0 | 0.006 | 0.004 | 0.0070833 | 40.9091 | 1142 | 1196 | 1233 | 1345 | 1400 | Jones | 0.042 | 0.045 | 0.047 | 0.05 | 0.052 | 0.005 | 0.006 | 0.007 | 0.008 | 0.009 | 0 | 0 | 0 | 0 | 0 | 0.005 | 0.005 | 0.005 | 0.005 | 0.005 | 0.005 | 0.005 | 0.005 | 0.005 | 0.005 | 0.0065 | 0.0069 | 0.0073 | 0.0077 | 0.0081 | 0 | 0 | 0 | 0 | 0 | 0 | 0 | 0 | 0 | 0
Pollocksville | 0.054567 | 0.216 | 0 |  | 730 | 0.042 | 0.0055 | 0 | 0 | 0.0012 | 0.0058667 | 57.5342 | 750 | 760 | 770 | 780 | 790 | Jones | 0.0435 | 0.0441 | 0.0447 | 0.0452 | 0.0458 | 0.007 | 0.007 | 0.007 | 0.007 | 0.007 | 0 | 0 | 0 | 0 | 0 | 0.003 | 0.003 | 0.003 | 0.003 | 0.003 | 0.002 | 0.002 | 0.002 | 0.002 | 0.002 | 0.006 | 0.006 | 0.006 | 0.006 | 0.006 | 0 | 0 | 0 | 0 | 0 | 0 | 0 | 0 | 0 | 0
Jones County Regional Water System | 0.61867 | 0.98 | 0.0028274 |  | 8998 | 0.42 | 0.005 | 0 | 0.02 | 0.02 | 0.15084 | 46.677 | 9100 | 9150 | 9200 | 9250 | 9300 | Jones | 0.4277 | 0.4301 | 0.4324 | 0.4348 | 0.4371 | 0.006 | 0.0062 | 0.0064 | 0.0066 | 0.0068 | 0 | 0 | 0 | 0 | 0 | 0.0205 | 0.021 | 0.0215 | 0.022 | 0.0225 | 0.02 | 0.02 | 0.02 | 0.02 | 0.02 | 0.067 | 0.067 | 0.067 | 0.068 | 0.068 | 0.3 | 0 | 0 | 0 | 0 | 0 | 0 | 0 | 0 | 0
Kinston | 4.4654 | 9.042 | 0 |  | 27500 | 1.78 | 0 | 2.18 | 0 | 0.3 | 0.20542 | 64.7273 | 27500 | 28000 | 28500 | 29000 | 29000 | Lenoir | 1.8975 | 1.932 | 1.9665 | 2.001 | 2.001 | 0 | 0 | 0 | 0 | 0 | 2.2 | 2.5 | 2.8 | 3.1 | 3.4 | 0 | 0 | 0 | 0 | 0 | 0.3 | 0.3 | 0.35 | 0.35 | 0.35 | 0.21 | 0.23 | 0.25 | 0.27 | 0.29 | 1.36 | 0.54 | 0.38 | 0.52 | 0 | 0 | 0 | 0 | 0 | 0
La Grange | 0.26242 | 1.807 | 0 |  | 3167 | 0.202 | 0.0194 | 0.019 | 0 | 0.01 | 0.012017 | 63.7828 | 3180 | 3212 | 3244 | 3276 | 3309 | Lenoir | 0.1749 | 0.1766 | 0.1784 | 0.1802 | 0.182 | 0.047 | 0.055 | 0.064 | 0.078 | 0.088 | 0.019 | 0.02 | 0.02 | 0.02 | 0.02 | 0 | 0 | 0 | 0 | 0 | 0.01 | 0.01 | 0.01 | 0.01 | 0.01 | 0.0383 | 0.0389 | 0.0397 | 0.0405 | 0.0413 | 0.288 | 0 | 0 | 0 | 0 | 0 | 0 | 0 | 0 | 0
Pink Hill | 0.097 | 0.165 | 0 |  | 950 | 0.029 | 0.012 | 0.003 | 0.002 | 0.024 | 0.027 | 30.5263 | 965 | 980 | 990 | 1000 | 1010 | Lenoir | 0.033 | 0.033 | 0.034 | 0.034 | 0.034 | 0.013 | 0.014 | 0.015 | 0.016 | 0.017 | 0.003 | 0.003 | 0.003 | 0.003 | 0.003 | 0.003 | 0.003 | 0.003 | 0.003 | 0.003 | 0.019 | 0.019 | 0.019 | 0.019 | 0.019 | 0.012 | 0.012 | 0.012 | 0.012 | 0.012 | 0 | 0 | 0 | 0 | 0 | 0 | 0 | 0 | 0 | 0
North Lenoir Water Corp. | 1.1014 | 3.905 | 0 |  | 14638 | 0.655 | 0.055 | 0.022 | 0 | 0.244 | 0.12542 | 44.7466 | 14700 | 15000 | 15250 | 15500 | 15750 | Lenoir | 0.6615 | 0.675 | 0.6863 | 0.6975 | 0.7088 | 0.056 | 0.058 | 0.06 | 0.062 | 0.064 | 0.025 | 0.0255 | 0.026 | 0.0265 | 0.027 | 0 | 0 | 0 | 0 | 0 | 0.247 | 0.25 | 0.253 | 0.256 | 0.259 | 0.135 | 0.138 | 0.14 | 0.142 | 0.144 | 0 | 0 | 0 | 0 | 0 | 0.08 | 0 | 0 | 0 | 0
Deep Run Water Corp | 1.0286 | 3.336 | 0 |  | 13805 | 0.65 | 0.062 | 0 | 0 | 0.075 | 0.24158 | 47.0844 | 14357 | 17229 | 20674 | 24809 | 29771 | Lenoir | 0.6748 | 0.8097 | 0.9717 | 1.166 | 1.3992 | 0.062 | 0.075 | 0.089 | 0.107 | 0.107 | 0 | 0 | 0 | 0 | 0 | 0 | 0 | 0 | 0 | 0 | 0.075 | 0.075 | 0.075 | 0.075 | 0.075 | 0.14 | 0.145 | 0.15 | 0.155 | 0.16 | 0.5 | 0 | 1 | 0 | 0 | 0 | 0 | 0 | 0 | 0
Williamston | 0.577 | 2.331 | 0 |  | 8260 | 0.3228 | 0.1676 | 0.0009 | 0.0319 | 0.021 | 0.0328 | 39.0799 | 8300 | 8600 | 8800 | 9000 | 9200 | Martin | 0.325 | 0.34 | 0.36 | 0.38 | 0.4 | 0.185 | 0.19 | 0.195 | 0.2 | 0.205 | 0.0095 | 0.0095 | 0.01 | 0.01 | 0.0105 | 0.03 | 0.035 | 0.035 | 0.04 | 0.04 | 0.025 | 0.025 | 0.026 | 0.027 | 0.028 | 0.06 | 0.06 | 0.06 | 0.06 | 0.06 | 0 | 0 | 0 | 0 | 0 | 0 | 0 | 0 | 0 | 0
Robersonville | 0.32148 | 1.501 | 0.052741 |  | 1448 | 0.12 | 0.0134 | 0.0113 | 0.0345 | 0.045 | 0.044542 | 82.8729 | 1500 | 1525 | 1530 | 1535 | 1540 | Martin | 0.094 | 0.096 | 0.098 | 0.1 | 0.102 | 0.011 | 0.012 | 0.013 | 0.014 | 0.015 | 0.005 | 0.006 | 0.007 | 0.008 | 0.009 | 0.035 | 0.036 | 0.037 | 0.038 | 0.039 | 0.006 | 0.006 | 0.006 | 0.006 | 0.006 | 0.039 | 0.041 | 0.042 | 0.043 | 0.045 | 0 | 0 | 0 | 0 | 0 | 0 | 0 | 0 | 0 | 0
Hamilton | 0.025517 | 0.424 | 0 |  | 408 | 0.025 | 0.002 | 0.002 | 0.0001 | 0.002 | -0.0055833 | 61.2745 | 420 | 415 | 408 | 396 | 396 | Martin | 0.025 | 0.025 | 0.024 | 0.024 | 0.024 | 0.003 | 0.003 | 0.003 | 0.003 | 0.003 | 0.001 | 0.001 | 0.001 | 0.001 | 0.001 | 0 | 0 | 0 | 0 | 0 | 0.002 | 0.002 | 0.002 | 0.002 | 0.002 | 0.001 | 0.0011 | 0.0011 | 0.0011 | 0.0011 | 0 | 0 | 0 | 0 | 0 | 0 | 0 | 0 | 0 | 0
Jamesville | 0.030583 | 0.144 | 0 |  | 480 | 0.017 | 0.005 | 0.001 | 0.001 | 0.004 | 0.0025833 | 35.4167 | 480 | 482 | 484 | 498 | 505 | Martin | 0.017 | 0.017 | 0.018 | 0.019 | 0.019 | 0.003 | 0.003 | 0.004 | 0.004 | 0.005 | 0.001 | 0.002 | 0.002 | 0.003 | 0.003 | 0.002 | 0.002 | 0.002 | 0.002 | 0.002 | 0.004 | 0.004 | 0.004 | 0.004 | 0.004 | 0.0029 | 0.003 | 0.0032 | 0.0034 | 0.0035 | 0 | 0 | 0 | 0 | 0 | 0 | 0 | 0 | 0 | 0
Parmele | 0.015067 | 0.035 | 0 |  | 382 | 0.014 | 0 | 0 | 0 | 0 | 0.0010667 | 36.6492 | 380 | 385 | 390 | 395 | 400 | Martin | 0.013 | 0.013 | 0.014 | 0.014 | 0.014 | 0 | 0 | 0 | 0 | 0 | 0 | 0 | 0 | 0 | 0 | 0 | 0 | 0 | 0 | 0 | 0.001 | 0.001 | 0.001 | 0.001 | 0.001 | 0.001 | 0.001 | 0.001 | 0.001 | 0.001 | 0 | 0 | 0 | 0 | 0 | 0 | 0 | 0 | 0 | 0
Everetts | 0.037917 | 0.045 | 0 |  | 391 | 0.0275 | 0.002 | 0.005 | 0 | 0.0001 | 0.0033167 | 70.3325 | 400 | 425 | 450 | 475 | 500 | Martin | 0.03 | 0.031 | 0.032 | 0.033 | 0.034 | 0.002 | 0.002 | 0.003 | 0.003 | 0.003 | 0.005 | 0.005 | 0.005 | 0.005 | 0.005 | 0 | 0 | 0 | 0 | 0 | 0.0001 | 0.0001 | 0.0001 | 0.0001 | 0.0001 | 0.0036 | 0.0037 | 0.0039 | 0.004 | 0.0041 | 0 | 0 | 0 | 0 | 0 | 0 | 0 | 0 | 0 | 0
Rocky Mount | 9 | 30.9 | 1.554 |  | 54886 | 3.07 | 0.972 | 1.69 | 0.74 | 0.45 | 0.524 | 55.9341 | 55400 | 58200 | 61100 | 64200 | 67400 | Nash | 3.1 | 3.13 | 3.16 | 3.19 | 3.22 | 1.02 | 1.03 | 1.04 | 1.05 | 1.06 | 1.71 | 1.73 | 1.75 | 1.77 | 1.79 | 0.75 | 0.76 | 0.77 | 0.78 | 0.79 | 0.51 | 0.52 | 0.53 | 0.54 | 0.56 | 0.425 | 0.43 | 0.435 | 0.44 | 0.445 | 0 | 0 | 0 | 0 | 0 | 0 | 0 | 0 | 0 | 0
Nashville | 0.68558 | 0.941 | 0.12649 |  | 6383 | 0.229 | 0.262 | 0 | 0 | 0.001 | 0.06709 | 35.8765 | 6400 | 6475 | 6525 | 6600 | 6750 | Nash | 0.23 | 0.232 | 0.234 | 0.236 | 0.239 | 0.263 | 0.265 | 0.268 | 0.271 | 0.273 | 0 | 0 | 0 | 0 | 0 | 0 | 0 | 0 | 0 | 0 | 0.001 | 0.001 | 0.001 | 0.001 | 0.001 | 0.07 | 0.0706 | 0.0713 | 0.072 | 0.0727 | 0 | 0 | 0 | 0 | 0 | 0 | 0 | 0 | 0 | 0
Spring Hope | 0.11723 | 0.256 | 0 |  | 1324 | 0.07 | 0.0083 | 0.011 | 0.0122 | 0.002 | 0.013733 | 52.8701 | 1351 | 1378 | 1406 | 1434 | 1462 | Nash | 0.07 | 0.071 | 0.072 | 0.074 | 0.076 | 0.013 | 0.015 | 0.017 | 0.02 | 0.02 | 0.01 | 0.013 | 0.014 | 0.015 | 0.016 | 0.015 | 0.016 | 0.017 | 0.018 | 0.019 | 0.002 | 0.002 | 0.003 | 0.003 | 0.003 | 0.0156 | 0.0166 | 0.0175 | 0.0185 | 0.019 | 0 | 0 | 0 | 0 | 0 | 0 | 0 | 0 | 0 | 0
Bailey | 0.051917 | 0.18 | 0 |  | 574 | 0.03 | 0.006 | 0 | 0.003 | 0.005 | 0.0079167 | 52.2648 | 600 | 600 | 600 | 600 | 600 | Nash | 0.03 | 0.03 | 0.03 | 0.03 | 0.03 | 0.008 | 0.009 | 0.01 | 0.011 | 0.012 | 0 | 0 | 0 | 0 | 0 | 0.004 | 0.004 | 0.004 | 0.004 | 0.004 | 0.005 | 0.006 | 0.006 | 0.006 | 0.006 | 0.0084 | 0.0084 | 0.0084 | 0.0084 | 0.0084 | 0 | 0 | 0 | 0 | 0 | 0 | 0 | 0 | 0 | 0
Sharpsburg | 0.16082 | 0.45 | 0 |  | 2006 | 0.088 | 0.04 | 0.006 | 0 | 0.006 | 0.020817 | 43.8684 | 2020 | 2050 | 2090 | 2120 | 2300 | Nash | 0.1 | 0.1002 | 0.1004 | 0.1005 | 0.1005 | 0.037 | 0.0375 | 0.0375 | 0.0375 | 0.0375 | 0.011 | 0.011 | 0.011 | 0.011 | 0.011 | 0 | 0 | 0 | 0 | 0 | 0.006 | 0.006 | 0.006 | 0.007 | 0.007 | 0.0077 | 0.0077 | 0.0077 | 0.0078 | 0.0078 | 0 | 0 | 0 | 0 | 0 | 0 | 0 | 0 | 0 | 0
Middlesex | 0.064017 | 0.565 | 0 |  | 864 | 0.0395 | 0.0078 | 0.015 | 0.0017 | 0 | 1.6667e-05 | 45.7176 | 950 | 1000 | 1050 | 1100 | 1150 | Nash | 0.04 | 0.042 | 0.044 | 0.046 | 0.048 | 0.025 | 0.026 | 0.027 | 0.028 | 0.029 | 0.012 | 0.013 | 0.014 | 0.015 | 0.016 | 0.002 | 0.002 | 0.002 | 0.002 | 0.002 | 0.005 | 0.005 | 0.005 | 0.005 | 0.005 | 0.0342 | 0.0359 | 0.0375 | 0.0391 | 0.0407 | 0 | 0 | 0 | 0 | 0 | 0 | 0 | 0 | 0 | 0
Cape Fear Public Utility Authority - Wilmington | 19.8 | 56.002 | 0.6399 |  | 176669 | 9.84 | 3.292 | 0.353 | 1.191 | 2.5164 | 1.9677 | 55.6974 | 200000 | 233526 | 298636 | 363570 | 380500 | New Hanover | 12.07 | 13.88 | 15.962 | 18.356 | 20.7 | 3.257 | 3.745 | 4.306 | 4.951 | 6.8 | 0.355 | 0.408 | 0.469 | 0.539 | 0.8 | 0.758 | 0.871 | 1.002 | 1.152 | 1.6 | 1.5 | 1.6 | 1.7 | 1.8 | 2 | 3.569 | 4.079 | 4.663 | 5.332 | 6.347 | 0.3132 | 0 | 0 | 0 | 0 | 0 | 0.5 | 0 | 0 | 0
Carolina Beach | 0.775 | 2.012 | 0 |  | 10632 | 0.568 | 0.141 | 0 | 0.0115 | 0.03 | 0.0245 | 53.4236 | 6465 | 7370 | 8402 | 9578 | 10919 | New Hanover | 0.734 | 0.837 | 0.954 | 1.087 | 1.24 | 0.129 | 0.186 | 0.243 | 0.3 | 0.357 | 0 | 0 | 0 | 0 | 0 | 0.013 | 0.02 | 0.027 | 0.033 | 0.04 | 0.005 | 0.006 | 0.008 | 0.009 | 0.01 | 0.066 | 0.079 | 0.092 | 0.107 | 0.124 | 0.46 | 0 | 0 | 0 | 0 | 0 | 0 | 0 | 0 | 0
Wrightsville Beach | 0.74625 | 1.584 | 0 |  | 2500 | 0.535 | 0.034 | 0 | 0.001 | 0.06 | 0.11625 | 214 | 2500 | 2500 | 2500 | 2500 | 2500 | New Hanover | 0.52 | 0.52 | 0.52 | 0.52 | 0.52 | 0.12 | 0.12 | 0.12 | 0.12 | 0.12 | 0 | 0 | 0 | 0 | 0 | 0.001 | 0.001 | 0.001 | 0.001 | 0.001 | 0.072 | 0.072 | 0.072 | 0.072 | 0.072 | 0.125 | 0.125 | 0.125 | 0.125 | 0.125 | 0.19 | 0 | 0 | 0 | 0 | 0 | 0 | 0 | 0 | 0
Kure Beach | 0.37942 | 0.637 | 0 |  | 2300 | 0.256 | 0.046 | 0 | 0 | 0 | 0.077417 | 111.3043 | 2400 | 2500 | 2600 | 2700 | 2700 | New Hanover | 0.298 | 0.31 | 0.322 | 0.335 | 0.335 | 0.042 | 0.042 | 0.042 | 0.042 | 0.042 | 0 | 0 | 0 | 0 | 0 | 0 | 0 | 0 | 0 | 0 | 0 | 0 | 0 | 0 | 0 | 0.07 | 0.07 | 0.07 | 0.08 | 0.08 | 0 | 0 | 0 | 0 | 0 | 0 | 0 | 0 | 0 | 0
The Cape Master | 1.1386 | 3.092 | 0 |  | 10137 | 0.782 | 0.173 | 0 | 0 | 0.0027 | 0.18088 | 77.1431 | 10798 | 12417 | 14279 | 14279 | 14279 | New Hanover | 0.788 | 0.906 | 1.042 | 1.042 | 1.042 | 0.138 | 0.15 | 0.175 | 0.175 | 0.175 | 0 | 0 | 0 | 0 | 0 | 0 | 0 | 0 | 0 | 0 | 0.005 | 0.005 | 0.005 | 0.005 | 0.005 | 0.073 | 0.08 | 0.085 | 0.085 | 0.085 | 0 | 0 | 0 | 0 | 0 | 0 | 0 | 0 | 0 | 0
Jackson | 0.048 | 0.075 | 0.0014 |  | 513 | 0.036 | 0.0032 | 0 | 0.0032 | 0.0009 | 0.0033 | 70.1754 | 513 | 513 | 513 | 513 | 513 | Northampton | 0.035 | 0.035 | 0.035 | 0.035 | 0.035 | 0.004 | 0.004 | 0.004 | 0.004 | 0.004 | 0 | 0 | 0 | 0 | 0 | 0.003 | 0.003 | 0.003 | 0.003 | 0.003 | 0.001 | 0.001 | 0.001 | 0.001 | 0.001 | 0.0043 | 0.0043 | 0.0043 | 0.0043 | 0.0043 | 0 | 0 | 0 | 0 | 0 | 0 | 0 | 0 | 0 | 0
Severn | 0.03375 | 0.288 | 0 |  | 350 | 0.0133 | 0.0003 | 0.0135 | 0.0009 | 0.0005 | 0.00525 | 38 | 350 | 360 | 370 | 380 | 390 | Northampton | 0.018 | 0.019 | 0.02 | 0.02 | 0.02 | 0.001 | 0.001 | 0.002 | 0.002 | 0.002 | 0.01 | 0.01 | 0.012 | 0.013 | 0.013 | 0 | 0 | 0 | 0 | 0 | 0 | 0 | 0 | 0 | 0 | 0.0056 | 0.0058 | 0.0065 | 0.0067 | 0.0067 | 0 | 0 | 0 | 0 | 0 | 0 | 0 | 0 | 0 | 0
Rich Square | 0.13375 | 0.3 | 0 |  | 890 | 0.081 | 0.006 | 0 | 0.012 | 0.001 | 0.03375 | 91.0112 | 895 | 905 | 915 | 925 | 935 | Northampton | 0.081 | 0.081 | 0.081 | 0.082 | 0.082 | 0.006 | 0.006 | 0.006 | 0.006 | 0.006 | 0 | 0 | 0 | 0 | 0 | 0.011 | 0.012 | 0.012 | 0.012 | 0.012 | 0 | 0 | 0 | 0 | 0 | 0.0177 | 0.0179 | 0.0179 | 0.0181 | 0.0181 | 0 | 0 | 0 | 0 | 0 | 0 | 0 | 0 | 0 | 0
Conway | 0.25808 | 1.001 | 0 |  | 749 | 0.067 | 0.002 | 0.164 | 0.009 | 0 | 0.016083 | 89.4526 | 750 | 760 | 770 | 780 | 790 | Northampton | 0.068 | 0.069 | 0.07 | 0.071 | 0.072 | 0.002 | 0.0025 | 0.003 | 0.0035 | 0.004 | 0.175 | 0.18 | 0.185 | 0.19 | 0.195 | 0.009 | 0.0095 | 0.0095 | 0.01 | 0.0105 | 0 | 0 | 0 | 0 | 0 | 0.014 | 0.0143 | 0.0147 | 0.0151 | 0.0155 | 0 | 0 | 0 | 0 | 0 | 0 | 0 | 0 | 0 | 0
Seaboard | 0.097917 | 0.216 | 0 |  | 602 | 0.023 | 0.012 | 0.05 | 0 | 0 | 0.012917 | 38.206 | 665 | 675 | 690 | 720 | 720 | Northampton | 0.045 | 0.046 | 0.049 | 0.05 | 0.05 | 0.002 | 0.003 | 0.003 | 0.003 | 0.003 | 0.035 | 0.036 | 0.036 | 0.036 | 0.036 | 0.003 | 0.003 | 0.003 | 0.003 | 0.003 | 0.004 | 0.004 | 0.004 | 0.004 | 0.004 | 0.015 | 0.015 | 0.016 | 0.016 | 0.016 | 0 | 0 | 0 | 0 | 0 | 0 | 0 | 0 | 0 | 0
Woodland | 0.078833 | 0.162 | 0 |  | 767 | 0.052 | 0.003 | 0 | 0.009 | 0.001 | 0.013833 | 67.7966 | 770 | 780 | 790 | 800 | 810 | Northampton | 0.055 | 0.055 | 0.055 | 0.055 | 0.055 | 0.003 | 0.003 | 0.003 | 0.003 | 0.003 | 0.001 | 0.001 | 0.001 | 0.001 | 0.001 | 0.002 | 0.002 | 0.002 | 0.002 | 0.002 | 0.001 | 0.001 | 0.001 | 0.001 | 0.001 | 0.0134 | 0.0134 | 0.0134 | 0.0134 | 0.0134 | 0 | 0 | 0 | 0 | 0 | 0 | 0 | 0 | 0 | 0
Northampton Co - Progressive | 0.14075 | 0.2 | 0 |  | 1948 | 0.103 | 0.02 | 0 | 0 | 0.003 | 0.01475 | 52.8747 | 2000 | 2145 | 2190 | 2230 | 2265 | Northampton | 0.105 | 0.108 | 0.112 | 0.116 | 0.119 | 0.015 | 0.015 | 0.018 | 0.02 | 0.02 | 0 | 0 | 0 | 0 | 0 | 0 | 0 | 0 | 0 | 0 | 0.003 | 0.003 | 0.003 | 0.003 | 0.003 | 0.0157 | 0.0161 | 0.017 | 0.0178 | 0.0182 | 0 | 0 | 0 | 0 | 0 | 0 | 0 | 0 | 0 | 0
Northampton Co - Milwaukee | 0.44 | 0.864 | 0 |  | 5715 | 0.275 | 0.125 | 0 | 0 | 0.01 | 0.03 | 48.119 | 5750 | 5800 | 6000 | 6250 | 6500 | Northampton | 0.279 | 0.282 | 0.286 | 0.29 | 0.295 | 0.125 | 0.125 | 0.125 | 0.125 | 0.13 | 0 | 0 | 0 | 0 | 0 | 0 | 0 | 0 | 0 | 0 | 0.01 | 0.013 | 0.014 | 0.015 | 0.015 | 0.0305 | 0.0309 | 0.0313 | 0.0317 | 0.0324 | 0 | 0 | 0 | 0 | 0 | 0 | 0 | 0 | 0 | 0
Northampton Co - Lake Gaston | 0.12642 | 0.2125 | 0 |  | 3784 | 0.112 | 0.003 | 0 | 0 | 0.002 | 0.0094167 | 29.5983 | 3900 | 4000 | 4100 | 4300 | 4500 | Northampton | 0.116 | 0.12 | 0.125 | 0.13 | 0.134 | 0.003 | 0.004 | 0.004 | 0.005 | 0.006 | 0 | 0 | 0 | 0 | 0 | 0 | 0 | 0 | 0 | 0 | 0.003 | 0.003 | 0.004 | 0.005 | 0.005 | 0.0094 | 0.0098 | 0.0102 | 0.0108 | 0.0112 | 0 | 0 | 0 | 0 | 0 | 0 | 0 | 0 | 0 | 0
Northampton Co - Gaston | 0.26893 | 0.3 | 0 |  | 1092 | 0.065 | 0.16 | 0 | 0 | 0.01 | 0.033933 | 59.5238 | 1100 | 1150 | 1230 | 1340 | 1380 | Northampton | 0.045 | 0.048 | 0.05 | 0.054 | 0.057 | 0.118 | 0.12 | 0.122 | 0.125 | 0.128 | 0 | 0 | 0 | 0 | 0 | 0 | 0 | 0 | 0 | 0 | 0.003 | 0.004 | 0.005 | 0.006 | 0.006 | 0.0296 | 0.0307 | 0.0316 | 0.033 | 0.0341 | 0 | 0 | 0 | 0 | 0 | 0 | 0 | 0 | 0 | 0
Jacksonville | 4.6864 | 9.6624 | 0 |  | 49137 | 2.118 | 1.098 | 0 | 0 | 0.879 | 0.59142 | 43.104 | 49609 | 51990 | 54485 | 57101 | 59842 | Onslow | 2.71 | 2.84 | 2.976 | 3.119 | 3.269 | 1.437 | 1.505 | 1.577 | 1.652 | 1.732 | 0 | 0 | 0 | 0 | 0 | 0 | 0 | 0 | 0 | 0 | 0.879 | 0.879 | 0.879 | 0.879 | 0.879 | 0.7303 | 0.759 | 0.7893 | 0.8209 | 0.8544 | 1 | 0 | 0 | 0 | 0 | 0 | 0 | 0 | 0 | 0
ONWASA | 9.0305 | 22.41 | 0.336 |  | 140398 | 5.6625 | 0.3386 | 0.0529 | 0.0761 | 0.587 | 1.9774 | 40.3318 | 143200 | 158000 | 172000 | 185000 | 200000 | Onslow | 8.262 | 9.09 | 9.91 | 10.74 | 11.57 | 0.67 | 0.77 | 0.87 | 0.97 | 1 | 0.013 | 0.015 | 0.016 | 0.017 | 0.017 | 0.0265 | 0.0275 | 0.0285 | 0.0295 | 0.03 | 2.2 | 2 | 2.1 | 2.2 | 2.3 | 1.0442 | 1.1125 | 1.2081 | 1.3045 | 1.3943 | 3.994 | 0 | 0 | 0 | 0 | 0.06 | 0 | 0 | 0 | 0
Camp Lejeune (Hadnot Point) | 2.012 | 4.187 | 0 |  | 37500 | 0 | 0 | 1.812 | 0 | 0.054 | 0.146 | 0 | 37500 | 37500 | 37500 | 37500 | 37500 | Onslow | 0 | 0 | 0 | 0 | 0 | 0 | 0 | 0 | 0 | 0 | 1.762 | 1.762 | 1.762 | 1.762 | 1.762 | 0 | 0 | 0 | 0 | 0 | 0.1 | 0.1 | 0.1 | 0.1 | 0.1 | 0.127 | 0.127 | 0.127 | 0.127 | 0.127 | 0.432 | 0 | 0 | 0 | 0 | 0 | 0 | 0 | 0 | 0
Camp Lejeune (New River Air Station) | 0.77633 | 3.72 | 0 |  | 11500 | 0 | 0 | 0.727 | 0 | 0.022 | 0.027333 | 0 | 11500 | 11500 | 11500 | 11500 | 11500 | Onslow | 0 | 0 | 0 | 0 | 0 | 0 | 0 | 0 | 0 | 0 | 0.503 | 0.503 | 0.503 | 0.503 | 0.503 | 0 | 0 | 0 | 0 | 0 | 0.016 | 0.016 | 0.016 | 0.016 | 0.016 | 0.038 | 0.038 | 0.038 | 0.038 | 0.038 | 0 | 0 | 0 | 0 | 0 | 0 | 0 | 0 | 0 | 0
Camp Lejeune (Holcomb Blvd) | 1.6635 | 3.814 | 0 |  | 17000 | 0 | 0 | 1.36 | 0 | 0.05 | 0.2535 | 0 | 17000 | 17000 | 17000 | 17000 | 17000 | Onslow | 0 | 0 | 0 | 0 | 0 | 0 | 0 | 0 | 0 | 0 | 1.106 | 1.106 | 1.106 | 1.106 | 1.106 | 0 | 0 | 0 | 0 | 0 | 0.075 | 0.075 | 0.075 | 0.075 | 0.075 | 0.209 | 0.209 | 0.209 | 0.209 | 0.209 | 0 | 0 | 0 | 0 | 0 | 0 | 0 | 0 | 0 | 0
Camp Lejeune (Rifle Range) | 0.19692 | 0.245 | 0 |  | 750 | 0 | 0 | 0.201 | 0 | 0 | -0.0040833 | 0 | 750 | 750 | 750 | 750 | 750 | Onslow | 0 | 0 | 0 | 0 | 0 | 0 | 0 | 0 | 0 | 0 | 0.145 | 0.145 | 0.145 | 0.145 | 0.145 | 0 | 0 | 0 | 0 | 0 | 0 | 0 | 0 | 0 | 0 | 0 | 0 | 0 | 0 | 0 | 0 | 0 | 0 | 0 | 0 | 0 | 0 | 0 | 0 | 0
Oriental | 0.14567 | 0.36 | 0 |  | 903 | 0.053 | 0.025 | 0 | 0.001 | 0.055 | 0.011667 | 58.6932 | 907 | 925 | 943 | 962 | 981 | Pamlico | 0.0544 | 0.0555 | 0.0566 | 0.0577 | 0.0589 | 0.0245 | 0.025 | 0.0255 | 0.026 | 0.0265 | 0 | 0 | 0 | 0 | 0 | 0.0011 | 0.0012 | 0.0013 | 0.0014 | 0.0015 | 0.045 | 0.047 | 0.048 | 0.049 | 0.05 | 0.0111 | 0.0114 | 0.0117 | 0.0119 | 0.0122 | 0 | 0 | 0 | 0 | 0 | 0 | 0 | 0 | 0 | 0
Pamlico County Water System | 1.1028 | 3.549 | 0 |  | 15546 | 0.569 | 0.062 | 0 | 0.115 | 0.162 | 0.19475 | 36.6011 | 15700 | 17000 | 18000 | 20000 | 23000 | Pamlico | 0.581 | 0.629 | 0.666 | 0.74 | 0.851 | 0.07 | 0.085 | 0.1 | 0.15 | 0.175 | 0 | 0 | 0 | 0 | 0 | 0.13 | 0.15 | 0.18 | 0.21 | 0.225 | 0.163 | 0.168 | 0.173 | 0.178 | 0.183 | 0.21 | 0.22 | 0.24 | 0.28 | 0.3 | 0 | 0 | 0 | 0 | 0 | 0 | 0 | 0 | 0 | 0
Elizabeth City | 1.8508 | 2.6908 | 0.001 |  | 18683 | 0.7564 | 0.4208 | 0.0065 | 0.3021 | 0.0696 | 0.29443 | 40.486 | 18683 | 18683 | 18683 | 18683 | 18683 | Pasquotank | 0.7564 | 0.7564 | 0.7564 | 0.7564 | 0.7564 | 0.4208 | 0.4208 | 0.4208 | 0.4208 | 0.4208 | 0.0065 | 0.0065 | 0.0065 | 0.0065 | 0.0065 | 0.3021 | 0.3021 | 0.3021 | 0.3201 | 0.3201 | 0.0696 | 0.0696 | 0.0696 | 0.0696 | 0.0696 | 0.2547 | 0.2547 | 0.2547 | 0.2547 | 0.2547 | 0.5 | 0 | 0 | 0 | 0 | 0 | 0 | 0 | 0 | 0
Pasquotank County | 0.79533 | 1.971 | 0.013061 |  | 12000 | 0.507 | 0.034 | 0 | 0.018 | 0.231 | -0.007728 | 42.25 | 12005 | 12125 | 12246 | 12369 | 12492 | Pasquotank | 0.504 | 0.509 | 0.514 | 0.519 | 0.525 | 0.05 | 0.055 | 0.061 | 0.067 | 0.073 | 0 | 0 | 0 | 0 | 0 | 0.01 | 0.011 | 0.012 | 0.013 | 0.014 | 0.097 | 0.107 | 0.117 | 0.128 | 0.14 | 0.1221 | 0.126 | 0.13 | 0.1343 | 0.1389 | 0 | 0 | 0 | 0 | 0 | 0 | 0 | 0 | 0 | 0
Burgaw | 0.36967 | 0.924 | 0 |  | 4250 | 0.099 | 0.131 | 0.018 | 0.061 | 0.012 | 0.048667 | 23.2941 | 4356 | 4868 | 5380 | 5892 | 6404 | Pender | 0.109 | 0.122 | 0.135 | 0.147 | 0.16 | 0.137 | 0.14 | 0.142 | 0.145 | 0.147 | 0.022 | 0.023 | 0.023 | 0.026 | 0.026 | 0.075 | 0.076 | 0.077 | 0.018 | 0.019 | 0.028 | 0.033 | 0.038 | 0.043 | 0.048 | 0.046 | 0.0508 | 0.0554 | 0.0532 | 0.0579 | 0 | 0 | 0 | 0 | 0 | 0 | 0 | 0 | 0 | 0
Surf City | ERROR | 0 | 0 |  | #N/A | 0 | 0 | 0 | 0 | 0 | #VALUE! | ERROR | 0 | 0 | 0 | 0 | 0 | Pender | 0 | 0 | 0 | 0 | 0 | 0 | 0 | 0 | 0 | 0 | 0 | 0 | 0 | 0 | 0 | 0 | 0 | 0 | 0 | 0 | 0 | 0 | 0 | 0 | 0 | 0 | 0 | 0 | 0 | 0 | 0 | 0 | 0 | 0 | 0 | 0 | 0 | 0 | 0 | 0
Topsail Beach | 0.18533 | 0.601 | 0 |  | 416 | 0.155 | 0.01 | 0 | 0.002 | 0.002 | 0.016333 | 372.5962 | 430 | 500 | 600 | 600 | 600 | Pender | 0.157 | 0.183 | 0.22 | 0.22 | 0.22 | 0.014 | 0.016 | 0.022 | 0.022 | 0.022 | 0 | 0 | 0 | 0 | 0 | 0.004 | 0.006 | 0.008 | 0.008 | 0.008 | 0 | 0 | 0 | 0 | 0 | 0.018 | 0.02 | 0.025 | 0.025 | 0.025 | 0 | 0 | 0 | 0 | 0 | 0 | 0 | 0 | 0 | 0
Belvedere | 0.23779 | 0.335 | 0 |  | 3256 | 0.1945 | 0.0015 | 0 | 0 | 0.011 | 0.030792 | 59.7359 | 3355 | 3859 | 4438 | 5103 | 5869 | Pender | 0.21 | 0.241 | 0.277 | 0.319 | 0.367 | 0.002 | 0.002 | 0.002 | 0.002 | 0.002 | 0 | 0 | 0 | 0 | 0 | 0 | 0 | 0 | 0 | 0 | 0.009 | 0.009 | 0.009 | 0.009 | 0.009 | 0.0333 | 0.038 | 0.0434 | 0.0497 | 0.057 | 0.16 | 0 | 0 | 0 | 0 | 0 | 0 | 0 | 0 | 0
Hertford | 0.23367 | 0.442 | 0 |  | 2124 | 0.09 | 0.024 | 0 | 0.023 | 0.037 | 0.059667 | 42.3729 | 2220 | 2284 | 2350 | 2421 | 2483 | Perquimans | 0.093 | 0.096 | 0.099 | 0.102 | 0.104 | 0.025 | 0.026 | 0.028 | 0.029 | 0.03 | 0.02 | 0.021 | 0.022 | 0.023 | 0.024 | 0.028 | 0.029 | 0.03 | 0.032 | 0.033 | 0.037 | 0.039 | 0.041 | 0.043 | 0.045 | 0.023 | 0.024 | 0.025 | 0.026 | 0.027 | 0 | 0 | 0 | 0 | 0 | 0 | 0 | 0 | 0 | 0
Perquimans County | 0.7705 | 1.234 | 0.0055 |  | 11314 | 0.569 | 0.103 | 0 | 0 | 0.073 | 0.02 | 50.2917 | 11586 | 12512 | 13513 | 14594 | 15762 | Perquimans | 0.5793 | 0.6256 | 0.6757 | 0.7297 | 0.7881 | 0.133 | 0.1335 | 0.14 | 0.145 | 0.15 | 0 | 0 | 0 | 0 | 0 | 0 | 0 | 0 | 0 | 0 | 0.06 | 0.06 | 0.06 | 0.06 | 0.06 | 0.025 | 0.0265 | 0.0283 | 0.0302 | 0.0323 | 0.648 | 0 | 0 | 0 | 0 | 0 | 0 | 0 | 0 | 0
Greenville Utilities Commission | 13.848 | 23.648 | 1.6671 |  | 103140 | 5.79 | 2.68 | 1.12 | 0 | 1.434 | 1.1569 | 56.1373 | 122019 | 162072 | 215273 | 285938 | 356603 | Pitt | 7.265 | 9.219 | 11.912 | 15.66 | 19.71 | 3.357 | 4.26 | 5.505 | 7.237 | 9.109 | 1.404 | 1.781 | 2.301 | 3.025 | 3.808 | 0 | 0 | 0 | 0 | 0 | 1.734 | 2.2 | 2.843 | 3.737 | 4.704 | 1.363 | 1.7295 | 2.2348 | 2.9379 | 3.6979 | 0 | 9.5 | 6 | 7 | 0 | 0 | 0 | 0 | 0 | 0
Eastern Pines Water Corporation | 1.7814 | 3.625 | 0.00056795 |  | 21300 | 1.381 | 0.4 | 0 | 0 | 0.005 | -0.0051513 | 64.8357 | 21700 | 23900 | 26300 | 28900 | 31800 | Pitt | 1.2152 | 1.3384 | 1.4728 | 1.6184 | 1.7808 | 0.3111 | 0.3422 | 0.3764 | 0.414 | 0.4554 | 0 | 0 | 0 | 0 | 0 | 0 | 0 | 0 | 0 | 0 | 0.0051 | 0.0053 | 0.0055 | 0.0057 | 0.0059 | 0.0006 | 0.0011 | 0.0014 | 0.0017 | 0.0021 | 0.4043 | 0 | 0 | 0 | 0 | 0 | 0 | 0 | 0 | 0
Farmville | 0.79025 | 2.751 | 0.077 |  | 7090 | 0.535 | 0.011 | 0.012 | 0.021 | 0.02 | 0.11425 | 75.4584 | 7553 | 7750 | 7901 | 8059 | 9205 | Pitt | 0.545 | 0.56 | 0.575 | 0.595 | 0.605 | 0.0122 | 0.0123 | 0.0136 | 0.0149 | 0.0164 | 0.0122 | 0.0135 | 0.0148 | 0.0163 | 0.0179 | 0.02 | 0.022 | 0.025 | 0.027 | 0.029 | 0.0204 | 0.0224 | 0.0247 | 0.0272 | 0.0299 | 0.1112 | 0.1152 | 0.1185 | 0.1235 | 0.1262 | 0 | 0 | 0 | 0 | 0 | 0 | 0 | 0 | 0 | 0
Ayden | 0.46717 | 1.171 | 0 |  | 5418 | 0.223 | 0.059 | 0.011 | 0.024 | 0.011 | 0.13917 | 41.1591 | 5428 | 5483 | 5537 | 5593 | 5649 | Pitt | 0.2443 | 0.2467 | 0.2492 | 0.2517 | 0.2542 | 0.06 | 0.062 | 0.064 | 0.066 | 0.068 | 0.012 | 0.0125 | 0.013 | 0.0135 | 0.014 | 0.025 | 0.026 | 0.027 | 0.027 | 0.028 | 0.0075 | 0.0077 | 0.0079 | 0.0081 | 0.0083 | 0.054 | 0.055 | 0.055 | 0.059 | 0.061 | 0 | 0 | 0 | 0 | 0 | 0.042 | 0.001 | 0.001 | 0.0014 | 0.0013
Grifton | 0.15933 | 0.936 | 0 |  | 2800 | 0.104 | 0.007 | 0.001 | 0.005 | 0.01 | 0.032333 | 37.1429 | 2825 | 2979 | 3056 | 3158 | 3281 | Pitt | 0.1045 | 0.1102 | 0.1131 | 0.1168 | 0.1214 | 0.008 | 0.009 | 0.01 | 0.012 | 0.013 | 0.002 | 0.003 | 0.004 | 0.005 | 0.006 | 0.006 | 0.008 | 0.01 | 0.011 | 0.012 | 0.01 | 0.011 | 0.011 | 0.012 | 0.012 | 0.023 | 0.025 | 0.026 | 0.028 | 0.03 | 0.1 | 0 | 0 | 0 | 0 | 0.1 | 0 | 0 | 0 | 0
Winterville, Town of | 0.61352 | 1.362 | 0 |  | 9445 | 0.4877 | 0.0843 | 0 | 0 | 0.0107 | 0.030825 | 51.6358 | 9540 | 10538 | 11640 | 11640 | 11640 | Pitt | 0.496 | 0.548 | 0.605 | 0.605 | 0.605 | 0.09 | 0.099 | 0.109 | 0.12 | 0.13 | 0.006 | 0.006 | 0.006 | 0.006 | 0.006 | 0 | 0 | 0 | 0 | 0 | 0.0108 | 0.0109 | 0.011 | 0.0111 | 0.0112 | 0.032 | 0.035 | 0.039 | 0.0425 | 0.047 | 0.124 | 0 | 0 | 0 | 0 | 0.018 | 0.002 | 0.002 | 0.0004 | 0.0004
Bell Arthur WC | 0.6165 | 2.209 | 0 |  | 10310 | 0.473 | 0.025 | 0 | 0.01 | 0.025 | 0.0835 | 45.8778 | 10325 | 10420 | 10530 | 10600 | 10750 | Pitt | 0.485 | 0.5 | 0.52 | 0.54 | 0.55 | 0.004 | 0.004 | 0.004 | 0.004 | 0.004 | 0 | 0 | 0 | 0 | 0 | 0.01 | 0.011 | 0.012 | 0.013 | 0.013 | 0.024 | 0.025 | 0.026 | 0.028 | 0.03 | 0.0877 | 0.0889 | 0.0908 | 0.0945 | 0.0965 | 0 | 0 | 0 | 0 | 0 | 0.034 | 0.001 | 0.0013 | 0.0015 | 0.0008
Fountain | 0.077 | 0.1 | 0 |  | 427 | 0.032 | 0.009 | 0 | 0.003 | 0.015 | 0.018 | 74.9415 | 431 | 445 | 452 | 472 | 502 | Pitt | 0.032 | 0.033 | 0.034 | 0.035 | 0.036 | 0.009 | 0.009 | 0.009 | 0.009 | 0.009 | 0 | 0 | 0 | 0 | 0 | 0.003 | 0.0035 | 0.004 | 0.0045 | 0.005 | 0.01 | 0.01 | 0.01 | 0.01 | 0.01 | 0.015 | 0.015 | 0.015 | 0.015 | 0.015 | 0 | 0 | 0 | 0 | 0 | 0 | 0 | 0 | 0 | 0
Grimesland | 0.033167 | 0.417 | 0 |  | 610 | 0.021 | 0.003 | 0 | 0.004 | 0.001 | 0.0041667 | 34.4262 | 628 | 641 | 662 | 687 | 705 | Pitt | 0.023 | 0.025 | 0.028 | 0.03 | 0.033 | 0.003 | 0.003 | 0.004 | 0.004 | 0.005 | 0 | 0 | 0 | 0 | 0 | 0.004 | 0.004 | 0.005 | 0.005 | 0.006 | 0.001 | 0.001 | 0.001 | 0.001 | 0.001 | 0.0046 | 0.0049 | 0.0056 | 0.0059 | 0.0067 | 0 | 0 | 0 | 0 | 0 | 0 | 0 | 0 | 0 | 0
Stokes Regional Water Corporation | 0.21912 | 1.004 | 0 |  | 3300 | 0.1193 | 0.022 | 0 | 0.015 | 0.04 | 0.022817 | 36.1515 | 3690 | 4169 | 4711 | 5324 | 6016 | Pitt | 0.226 | 0.252 | 0.279 | 0.307 | 0.34 | 0.019 | 0.02 | 0.023 | 0.025 | 0.027 | 0 | 0 | 0 | 0 | 0 | 0.008 | 0.009 | 0.01 | 0.011 | 0.012 | 0.002 | 0.002 | 0.002 | 0.002 | 0.002 | 0.0125 | 0.0138 | 0.0153 | 0.0169 | 0.0186 | 0 | 0 | 0 | 0 | 0 | 0 | 0 | 0 | 0 | 0
Columbia | 0.12658 | 0.407 | 0.0098 |  | 891 | 0.036 | 0.07 | 0 | 0.01 | 0.011 | -0.010217 | 40.404 | 900 | 910 | 920 | 930 | 940 | Tyrrell | 0.041 | 0.041 | 0.041 | 0.042 | 0.042 | 0.081 | 0.082 | 0.083 | 0.084 | 0.085 | 0 | 0 | 0 | 0 | 0 | 0.012 | 0.012 | 0.013 | 0.013 | 0.014 | 0.01 | 0.011 | 0.012 | 0.013 | 0.014 | 0.0269 | 0.0272 | 0.0278 | 0.0284 | 0.0289 | 0 | 0 | 0 | 0 | 0 | 0 | 0 | 0 | 0 | 0
Tyrrell County Water Department | 0.31208 | 1.152 | 0 |  | 2482 | 0.128 | 0 | 0 | 0.05 | 0.091 | 0.043083 | 51.5713 | 3200 | 3200 | 3200 | 3200 | 3200 | Tyrrell | 0.129 | 0.129 | 0.129 | 0.129 | 0.129 | 0 | 0 | 0 | 0 | 0 | 0 | 0 | 0 | 0 | 0 | 0.046 | 0.046 | 0.046 | 0.046 | 0.046 | 0.11 | 0.11 | 0.11 | 0.11 | 0.11 | 0.045 | 0.045 | 0.045 | 0.045 | 0.045 | 0 | 0 | 0 | 0 | 0 | 0 | 0 | 0 | 0 | 0
Plymouth | 0.35858 | 1.95 | 0 |  | 3723 | 0.1242 | 0.0818 | 0.0033 | 0.019 | 0.044 | 0.086283 | 33.3602 | 3800 | 3900 | 4000 | 4100 | 4200 | Washington | 0.155 | 0.161 | 0.167 | 0.172 | 0.177 | 0.093 | 0.093 | 0.093 | 0.093 | 0.093 | 0.002 | 0.002 | 0.002 | 0.002 | 0.002 | 0.047 | 0.047 | 0.047 | 0.047 | 0.047 | 0.012 | 0.015 | 0.018 | 0.02 | 0.022 | 0.0974 | 0.1002 | 0.103 | 0.1052 | 0.1074 | 0 | 0 | 0 | 0 | 0 | 0 | 0 | 0 | 0 | 0
Roper | 0.022667 | 0.033 | 0 |  | 546 | 0.017 | 0.003 | 0 | 0.001 | 0.0005 | 0.0011667 | 31.1355 | 546 | 551 | 556 | 561 | 568 | Washington | 0.016 | 0.017 | 0.019 | 0.02 | 0.02 | 0.002 | 0.002 | 0.002 | 0.002 | 0.002 | 0 | 0 | 0 | 0 | 0 | 0.001 | 0.001 | 0.001 | 0.001 | 0.002 | 0.0005 | 0.0005 | 0.0005 | 0.0005 | 0.0005 | 0.0014 | 0.0014 | 0.0016 | 0.0016 | 0.0017 | 0 | 0 | 0 | 0 | 0 | 0 | 0 | 0 | 0 | 0
Creswell | 0.0505 | 0.284 | 0 |  | 482 | 0.028 | 0.002 | 0 | 0.002 | 0.003 | 0.0155 | 58.0913 | 450 | 450 | 450 | 450 | 450 | Washington | 0.025 | 0.025 | 0.025 | 0.025 | 0.025 | 0.002 | 0.002 | 0.002 | 0.002 | 0.002 | 0 | 0 | 0 | 0 | 0 | 0.001 | 0.001 | 0.001 | 0.001 | 0.001 | 0.003 | 0.003 | 0.003 | 0.003 | 0.003 | 0.004 | 0.004 | 0.004 | 0.004 | 0.004 | 0 | 0 | 0 | 0 | 0 | 0 | 0 | 0 | 0 | 0
Washington County Water System | 0.46067 | 1.08 | 0.023 |  | 6413 | 0.284 | 0.062 | 0 | 0.003 | 0.012 | 0.076667 | 44.285 | 6425 | 6475 | 6525 | 6575 | 6625 | Washington | 0.286 | 0.288 | 0.29 | 0.295 | 0.3 | 0.0625 | 0.065 | 0.0675 | 0.07 | 0.0725 | 0 | 0 | 0 | 0 | 0 | 0.0031 | 0.0035 | 0.004 | 0.0045 | 0.005 | 0.012 | 0.012 | 0.012 | 0.012 | 0.012 | 0.0567 | 0.0577 | 0.0588 | 0.0605 | 0.0622 | 0 | 0 | 0 | 0 | 0 | 0 | 0 | 0 | 0 | 0
Goldsboro | 6.312 | 25.853 | 0.93599 |  | 33685 | 1.378 | 1.137 | 1.141 | 0.354 | 0.395 | 0.97101 | 40.9084 | 33685 | 33685 | 33685 | 33685 | 33685 | Wayne | 1.378 | 1.378 | 1.378 | 1.378 | 1.378 | 1.14 | 1.14 | 1.14 | 1.14 | 1.14 | 1.141 | 1.141 | 1.141 | 1.141 | 1.141 | 0.65 | 0.675 | 0.7 | 0.725 | 0.75 | 0.6 | 0.6 | 0.6 | 0.6 | 0.6 | 0.072 | 0.0801 | 0.0892 | 0.0995 | 0.1111 | 2 | 0 | 0 | 0 | 0 | 0 | 0 | 0 | 0 | 0
Mount Olive | 1.2694 | 2.52 | 0 |  | 5700 | 0.27 | 0.104 | 0.528 | 0.022 | 0.052 | 0.29342 | 47.3684 | 6000 | 7447 | 7800 | 8200 | 8620 | Wayne | 0.282 | 0.35 | 0.3666 | 0.3854 | 0.4051 | 0.106 | 0.1167 | 0.1284 | 0.1412 | 0.1553 | 0.53 | 0.5512 | 0.5732 | 0.5962 | 0.62 | 0.0224 | 0.0247 | 0.0272 | 0.03 | 0.0329 | 0.052 | 0.053 | 0.054 | 0.055 | 0.056 | 0.173 | 0.2 | 0.21 | 0.22 | 0.23 | 0 | 0 | 0 | 0 | 0 | 0 | 0 | 0 | 0 | 0
Fremont | 0.13308 | 0 | 0.034 |  | 1261 | 0.096 | 0.011 | 0 | 0.008 | 0.002 | -0.017917 | 76.1301 | 1261 | 1261 | 1261 | 1261 | 1261 | Wayne | 0.096 | 0.096 | 0.096 | 0.096 | 0.096 | 0.011 | 0.011 | 0.011 | 0.011 | 0.011 | 0 | 0 | 0 | 0 | 0 | 0.008 | 0.008 | 0.008 | 0.008 | 0.008 | 0.0025 | 0.0025 | 0.0025 | 0.0025 | 0.0025 | 0.011 | 0.011 | 0.011 | 0.011 | 0.011 | 0.15 | 0 | 0 | 0 | 0 | 0 | 0 | 0 | 0 | 0
Pikeville | 0.063125 | 0.1 | 0 |  | 714 | 0.035 | 0.007 | 0 | 0.006 | 0.002 | 0.013125 | 49.0196 | 721 | 757 | 795 | 835 | 877 | Wayne | 0.0375 | 0.0394 | 0.0413 | 0.0434 | 0.0456 | 0.011 | 0.011 | 0.011 | 0.012 | 0.013 | 0 | 0 | 0 | 0 | 0 | 0.009 | 0.0092 | 0.0094 | 0.0096 | 0.0098 | 0.0004 | 0.0004 | 0.0004 | 0.0004 | 0.0004 | 0.0056 | 0.0058 | 0.006 | 0.0064 | 0.0071 | 0 | 0 | 0 | 0 | 0 | 0 | 0 | 0 | 0 | 0
Southern Wayne SD | 0.5315 | 1.147 | 0 |  | 7250 | 0.348 | 0.06 | 0.0003 | 0.008 | 0.033 | 0.0822 | 48 | 7323 | 7689 | 8073 | 8477 | 8900 | Wayne | 0.3881 | 0.4075 | 0.4279 | 0.4493 | 0.4717 | 0.042 | 0.0441 | 0.0463 | 0.0486 | 0.0511 | 0.0003 | 0.0003 | 0.0003 | 0.0003 | 0.0003 | 0.0081 | 0.0085 | 0.0089 | 0.0094 | 0.0098 | 0.04 | 0.042 | 0.044 | 0.046 | 0.048 | 0.085 | 0.09 | 0.095 | 0.1 | 0.104 | 0 | 0 | 0 | 0 | 0 | 0 | 0 | 0 | 0 | 0
Fork Township SD | 0.84817 | 1.736 | 0 |  | 11900 | 0.625 | 0.11 | 0 | 0 | 0.02 | 0.093167 | 52.521 | 12020 | 12620 | 13250 | 13910 | 14610 | Wayne | 0.6851 | 0.7194 | 0.7554 | 0.7931 | 0.8328 | 0.12 | 0.126 | 0.132 | 0.139 | 0.146 | 0 | 0 | 0 | 0 | 0 | 0 | 0 | 0 | 0 | 0 | 0.0205 | 0.021 | 0.022 | 0.023 | 0.024 | 0.061 | 0.07 | 0.081 | 0.094 | 0.109 | 1.0954 | 0 | 0 | 0 | 0 | 0 | 0 | 0 | 0 | 0
Wayne Water Districts | 2.9983 | 9.617 | 0.37644 |  | 36642 | 1.931 | 0.4093 | 0 | 0 | 0.168 | 0.11352 | 52.6991 | 37750 | 43810 | 50844 | 59006 | 68479 | Wayne | 1.9894 | 2.3087 | 2.6794 | 3.1095 | 3.6087 | 0.4217 | 0.4894 | 0.5679 | 0.6591 | 0.7649 | 0 | 0 | 0 | 0 | 0 | 0 | 0 | 0 | 0 | 0 | 0.1731 | 0.2009 | 0.2331 | 0.2705 | 0.314 | 0.24 | 0.28 | 0.3 | 0.32 | 0.34 | 0.476 | 0 | 0 | 0 | 0 | 0 | 0 | 0 | 0 | 0
Walnut Creek | 0.068583 | 0.15 | 0 |  | 860 | 0.048 | 0.005 | 0 | 0.004 | 0.002 | 0.0095833 | 55.814 | 900 | 950 | 1000 | 1050 | 1100 | Wayne | 0.0495 | 0.0523 | 0.055 | 0.0578 | 0.0605 | 0.01 | 0.01 | 0.01 | 0.01 | 0.01 | 0 | 0 | 0 | 0 | 0 | 0.004 | 0.004 | 0.004 | 0.004 | 0.004 | 0.002 | 0.002 | 0.002 | 0.002 | 0.002 | 0.009 | 0.009 | 0.01 | 0.01 | 0.011 | 0 | 0 | 0 | 0 | 0 | 0 | 0 | 0 | 0 | 0
Wilson | 9.0988 | 28.9 | 0.41473 |  | 52500 | 2.632 | 1.059 | 1.615 | 0.044 | 2.1 | 1.2341 | 50.1333 | 54000 | 58000 | 62000 | 67000 | 72000 | Wilson | 2.635 | 2.767 | 2.905 | 3.149 | 3.384 | 1.065 | 1.11 | 1.166 | 1.224 | 1.285 | 1.542 | 1.619 | 1.7 | 1.785 | 1.874 | 0.0444 | 0.0467 | 0.049 | 0.0514 | 0.054 | 1.828 | 1.919 | 2.015 | 2.069 | 2.172 | 1.202 | 1.238 | 1.275 | 1.313 | 1.352 | 0 | 0 | 0 | 0 | 0 | 0 | 0 | 0 | 0 | 0
Elm City | 0.13238 | 0.452 | 0 |  | 1370 | 0.078 | 0.0125 | 0 | 0.014 | 0.005 | 0.022883 | 56.9343 | 1400 | 1500 | 1525 | 1550 | 1575 | Wilson | 0.072 | 0.074 | 0.076 | 0.078 | 0.08 | 0.003 | 0.004 | 0.005 | 0.006 | 0.007 | 0 | 0 | 0 | 0 | 0 | 0.015 | 0.017 | 0.019 | 0.02 | 0.022 | 0.005 | 0.005 | 0.005 | 0.005 | 0.005 | 0.0168 | 0.0177 | 0.0186 | 0.0193 | 0.0202 | 0 | 0 | 0 | 0 | 0 | 0 | 0 | 0 | 0 | 0
Stantonsburg | 0.35308 | 0.585 | 0.2485 |  | 830 | 0.0499 | 0.0043 | 0.0154 | 0 | 0.027 | 0.0079833 | 60.1205 | 840 | 850 | 860 | 870 | 880 | Wilson | 0.051 | 0.0519 | 0.0525 | 0.0531 | 0.0537 | 0.0045 | 0.0047 | 0.0049 | 0.0051 | 0.0053 | 0.016 | 0.0165 | 0.017 | 0.0175 | 0.018 | 0 | 0 | 0 | 0 | 0 | 0.009 | 0.009 | 0.009 | 0.0095 | 0.0095 | 0.026 | 0.0265 | 0.027 | 0.007 | 0.0075 | 0.08 | 0 | 0 | 0 | 0 | 0 | 0 | 0 | 0 | 0
Lucama | 0.08525 | 0.287 | 0 |  | 881 | 0.038 | 0.002 | 0 | 0.002 | 0.025 | 0.01825 | 43.1328 | 885 | 895 | 905 | 915 | 925 | Wilson | 0.082 | 0.083 | 0.084 | 0.085 | 0.086 | 0.002 | 0.002 | 0.002 | 0.002 | 0.002 | 0 | 0 | 0 | 0 | 0 | 0.002 | 0.002 | 0.002 | 0.002 | 0.002 | 0.025 | 0.025 | 0.025 | 0.025 | 0.025 | 0.0364 | 0.0368 | 0.0371 | 0.0374 | 0.0378 | 0 | 0 | 0 | 0 | 0 | 0 | 0 | 0 | 0 | 0
Black Creek | 0.52733 | 1.044 | 0.394 |  | 1795 | 0.106 | 0 | 0 | 0 | 0.008 | 0.019333 | 59.0529 | 1800 | 1810 | 1830 | 1845 | 1855 | Wilson | 0.108 | 0.1086 | 0.1098 | 0.1107 | 0.1113 | 0.03 | 0.03 | 0.03 | 0.03 | 0.03 | 0 | 0 | 0 | 0 | 0 | 0 | 0 | 0 | 0 | 0 | 0.007 | 0.007 | 0.007 | 0.007 | 0.007 | 0.026 | 0.026 | 0.027 | 0.028 | 0.029 | 0 | 0 | 0 | 0 | 0 | 0 | 0 | 0 | 0 | 0
Saratoga | 0.027917 | 0.145 | 0 |  | 410 | 0.0262 | 0.0017 | 0 | 0 | 0.0046 | -0.0045833 | 63.9024 | 410 | 410 | 410 | 410 | 410 | Wilson | 0.026 | 0.026 | 0.026 | 0.026 | 0.026 | 0.0017 | 0.0017 | 0.0017 | 0.0017 | 0.0017 | 0 | 0 | 0 | 0 | 0 | 0 | 0 | 0 | 0 | 0 | 0.0046 | 0.0046 | 0.0046 | 0.0046 | 0.0046 | 0 | 0 | 0 | 0 | 0 | 0 | 0 | 0 | 0 | 0 | 0 | 0 | 0 | 0 | 0
Sims | 0.022833 | 0.082 | 0 |  | 304 | 0.019 | 0.002 | 0 | 0.0001 | 0.0001 | 0.0016333 | 62.5 | 310 | 310 | 310 | 310 | 310 | Wilson | 0.018 | 0.018 | 0.018 | 0.018 | 0.018 | 0.002 | 0.002 | 0.002 | 0.002 | 0.002 | 0 | 0 | 0 | 0 | 0 | 0.0001 | 0.0001 | 0.0001 | 0.0001 | 0.0001 | 0.0001 | 0.0001 | 0.0001 | 0.0001 | 0.0001 | 0.002 | 0.0025 | 0.0027 | 0.0028 | 0.003 | 0 | 0 | 0 | 0 | 0 | 0 | 0 | 0 | 0 | 0
Caldwell Co (Addison Lane) | 0.0060833 | 0.1 | 0 |  | 130 | 0.0062 | 0 | 0 | 0 | 0 | -0.00011667 | 47.6923 | 135 | 140 | 145 | 150 | 155 | Caldwell | 0.006 | 0.0062 | 0.0064 | 0.0066 | 0.0068 | 0 | 0 | 0 | 0 | 0 | 0 | 0 | 0 | 0 | 0 | 0 | 0 | 0 | 0 | 0 | 0 | 0 | 0 | 0 | 0 | 0 | 0 | 0 | 0 | 0 | 0 | 0 | 0 | 0 | 0 | 0 | 0 | 0 | 0 | 0
McDowell County (Nebo) | 0.0635 | 0.2 | 0 |  | 605 | 0.026 | 0.007 | 0.01 | 0.001 | 0.015 | 0.0045 | 42.9752 | 610 | 620 | 630 | 640 | 650 | McDowell | 0.0281 | 0.0285 | 0.029 | 0.0294 | 0.0299 | 0.007 | 0.0072 | 0.0074 | 0.0076 | 0.0078 | 0.01 | 0.01 | 0.01 | 0.01 | 0.01 | 0.001 | 0.001 | 0.001 | 0.001 | 0.001 | 0.015 | 0.016 | 0.017 | 0.018 | 0.019 | 0.008 | 0.009 | 0.01 | 0.01 | 0.011 | 0 | 0 | 0 | 0 | 0 | 0 | 0 | 0 | 0 | 0
Polk County Water System | 3.0461 | 4.1 | 2.873 |  | 515 | 0.027 | 0.082 | 0 | 0.014 | 0.006 | 0.044083 | 52.4272 | 550 | 770 | 1080 | 1510 | 2120 | Polk | 0.0242 | 0.0339 | 0.0474 | 0.0664 | 0.093 | 0.08 | 0.088 | 0.0968 | 0.1065 | 0.1171 | 0 | 0 | 0 | 0 | 0 | 0.0145 | 0.016 | 0.0175 | 0.0193 | 0.0212 | 0.013 | 0.018 | 0.021 | 0.025 | 0.029 | 0.03 | 0.03 | 0.03 | 0.03 | 0.03 | 4 | 8 | 0 | 6 | 0 | 0 | 0 | 0 | 0 | 0
Southeastern Catawba Co WD | 0.21208 | 0.5 | 0 |  | 2333 | 0.153 | 0.053 | 0 | 0 | 0.01 | -0.0039167 | 65.5808 | 2500 | 3125 | 3906 | 4883 | 6104 | Catawba | 0.165 | 0.2063 | 0.2578 | 0.3223 | 0.4028 | 0.058 | 0.06 | 0.063 | 0.066 | 0.069 | 0 | 0 | 0 | 0 | 0 | 0 | 0 | 0 | 0 | 0 | 0.024 | 0.026 | 0.03 | 0.035 | 0.04 | 0.015 | 0.016 | 0.017 | 0.018 | 0.019 | 0 | 0 | 0 | 0 | 0 | 0 | 0 | 0 | 0 | 0
Big Lick Road | 0.020458 | 0.05 | 0 |  | 270 | 0.013 | 0 | 0.0038 | 0 | 0.0028 | 0.00085833 | 48.1481 | 300 | 410 | 410 | 410 | 410 | Stanly | 0.014 | 0.016 | 0.016 | 0.016 | 0.016 | 0 | 0 | 0 | 0 | 0 | 0.003 | 0.003 | 0.003 | 0.003 | 0.003 | 0 | 0 | 0 | 0 | 0 | 0.003 | 0.003 | 0.003 | 0.003 | 0.003 | 0.001 | 0.001 | 0.001 | 0.001 | 0.001 | 0 | 0 | 0 | 0 | 0 | 0 | 0 | 0 | 0 | 0
Polk Ford/Renee Ford | 0.030042 | 0.05 | 0 |  | 488 | 0.0178 | 0.0001 | 0 | 0 | 0.0015 | 0.010642 | 36.4754 | 500 | 600 | 625 | 650 | 700 | Stanly | 0.02 | 0.024 | 0.025 | 0.026 | 0.027 | 0.001 | 0.002 | 0.002 | 0.002 | 0.003 | 0 | 0 | 0 | 0 | 0 | 0 | 0 | 0 | 0 | 0 | 0.004 | 0.004 | 0.004 | 0.004 | 0.004 | 0.005 | 0.005 | 0.006 | 0.006 | 0.006 | 0 | 0 | 0 | 0 | 0 | 0 | 0 | 0 | 0 | 0
Swepsonville | 0.1625 | 0.3 | 0 |  | 2145 | 0.117 | 0.0013 | 0.02 | 0.001 | 0.001 | 0.0222 | 54.5455 | 2209 | 2762 | 3452 | 4315 | 5394 | Alamance | 0.118 | 0.134 | 0.153 | 0.173 | 0.197 | 0.0013 | 0.0014 | 0.0014 | 0.0014 | 0.0015 | 0.021 | 0.022 | 0.023 | 0.024 | 0.026 | 0.001 | 0.001 | 0.001 | 0.001 | 0.001 | 0.001 | 0.001 | 0.001 | 0.001 | 0.002 | 0.0209 | 0.0237 | 0.0264 | 0.0297 | 0.0334 | 0 | 0 | 0 | 0 | 0 | 0 | 0 | 0 | 0 | 0
Piedmont Triad Regional Water Authority | 12.4447 | 54 | 11.399 |  | 0 | 0 | 0 | 0 | 0 | 0.318 | 0.72775 | ERROR | 0 | 0 | 0 | 0 | 0 | Guilford | 0 | 0 | 0 | 0 | 0 | 0 | 0 | 0 | 0 | 0 | 0 | 0 | 0 | 0 | 0 | 0 | 0 | 0 | 0 | 0 | 0.5 | 0.75 | 0.9 | 1.5 | 1.5 | 0.27 | 0.36 | 0.54 | 0.72 | 0.72 | 0 | 0 | 0 | 0 | 0 | 0.25 | 0 | 0 | 0 | 0
Yadkin County - Hwy 21 | 0.053142 | 0.2 | 0 |  | 248 | 0.0074 | 0.0048 | 0.0066 | 0.0008 | 0.0263 | 0.0072417 | 29.8387 | 240 | 250 | 260 | 280 | 300 | Yadkin | 0.008 | 0.009 | 0.01 | 0.011 | 0.012 | 0.003 | 0.003 | 0.004 | 0.004 | 0.005 | 0.01 | 0.012 | 0.013 | 0.014 | 0.015 | 0.005 | 0.005 | 0.005 | 0.006 | 0.006 | 0.015 | 0.014 | 0.013 | 0.012 | 0.01 | 0.0039 | 0.0041 | 0.0042 | 0.0044 | 0.0045 | 0 | 0 | 0 | 0 | 0 | 0 | 0 | 0 | 0 | 0
Yadkin County - East Bend | 0.050958 | 2 | 0.0476 |  | 65 | 0.0018 | 0.0003 | 0 | 0.0005 | 0.0001 | 0.00065833 | 27.6923 | 67 | 74 | 81 | 89 | 98 | Yadkin | 0.0018 | 0.002 | 0.0022 | 0.0024 | 0.0027 | 0.0004 | 0.0004 | 0.0004 | 0.0004 | 0.0004 | 0 | 0 | 0 | 0 | 0 | 0.0005 | 0.0006 | 0.0006 | 0.0007 | 0.0007 | 0.0001 | 0.0001 | 0.0001 | 0.0001 | 0.0001 | 0.0007 | 0.0008 | 0.0009 | 0.0009 | 0.001 | 0 | 0 | 0 | 0 | 0 | 0 | 0 | 0 | 0 | 0
Chatham County Asbury Water System | 0.21367 | 1.5 | 0.018658 |  | 1112 | 0.053 | 0.002 | 0.024 | 0.002 | 0.057 | 0.057009 | 47.6619 | 1181 | 1371 | 1591 | 1846 | 2143 | Chatham | 0.049 | 0.057 | 0.066 | 0.077 | 0.089 | 0.003 | 0.004 | 0.004 | 0.005 | 0.005 | 0.021 | 0.024 | 0.027 | 0.03 | 0.033 | 0.003 | 0.004 | 0.004 | 0.005 | 0.005 | 0.044 | 0.044 | 0.044 | 0.044 | 0.044 | 0.0783 | 0.0867 | 0.0946 | 0.105 | 0.1148 | 0 | 0 | 0 | 0 | 0 | 0 | 0.5 | 0 | 0 | 0
Durham County (Rougemont) | ERROR | 0 | 0 |  | #N/A | 0 | 0 | 0 | 0 | 0 | #VALUE! | ERROR | 0 | 0 | 0 | 0 | 0 | Durham | 0 | 0 | 0 | 0 | 0 | 0 | 0 | 0 | 0 | 0 | 0 | 0 | 0 | 0 | 0 | 0 | 0 | 0 | 0 | 0 | 0 | 0 | 0 | 0 | 0 | 0 | 0 | 0 | 0 | 0 | 0 | 0 | 0 | 0 | 0 | 0 | 0 | 0 | 0 | 0
Smithfield South | 0.081 | 0 | 0 |  | 660 | 0.0538 | 0.0081 | 0 | 0.0079 | 0.0018 | 0.0094 | 81.5152 | 670 | 670 | 670 | 670 | 670 | Johnston | 0.0538 | 0.0538 | 0.0538 | 0.0538 | 0.0538 | 0.0081 | 0.0081 | 0.0081 | 0.0081 | 0.0081 | 0 | 0 | 0 | 0 | 0 | 0.0079 | 0.0079 | 0.0079 | 0.0079 | 0.0079 | 0.0018 | 0.0018 | 0.0018 | 0.0018 | 0.0018 | 0.0094 | 0.0094 | 0.0094 | 0.0094 | 0.0094 | 0.03 | 0 | 0 | 0 | 0 | 0 | 0 | 0 | 0 | 0
Micro (County Line) | 0.00275 | 0.005 | 0 |  | 40 | 0.003 | 0 | 0 | 0 | 0 | -0.00025 | 75 | 45 | 50 | 55 | 60 | 65 | Johnston | 0.003 | 0.0033 | 0.0037 | 0.004 | 0.0043 | 0 | 0 | 0 | 0 | 0 | 0 | 0 | 0 | 0 | 0 | 0 | 0 | 0 | 0 | 0 | 0 | 0 | 0 | 0 | 0 | 0 | 0 | 0 | 0 | 0 | 0 | 0 | 0 | 0 | 0 | 0 | 0 | 0 | 0 | 0
Selma - County Line | 0.10533 | 0.5 | 0 |  | 642 | 0.0296 | 0.076 | 0 | 0 | 0.0001 | -0.00036667 | 46.1059 | 642 | 642 | 642 | 642 | 642 | Johnston | 0.0297 | 0.0298 | 0.0299 | 0.03 | 0.0301 | 0.0761 | 0.0762 | 0.0763 | 0.0764 | 0.0765 | 0 | 0 | 0 | 0 | 0 | 0 | 0 | 0 | 0 | 0 | 0.0001 | 0.0001 | 0.0001 | 0.0001 | 0.0001 | 0.0003 | 0.0003 | 0.0003 | 0.0003 | 0.0003 | 0 | 0 | 0 | 0 | 0 | 0 | 0 | 0 | 0 | 0
Central Nash WSD | 0.31183 | 0.45 | 0 |  | 5605 | 0.239 | 0.043 | 0 | 0 | 0.001 | 0.028833 | 42.6405 | 5700 | 6700 | 8500 | 11000 | 14000 | Nash | 0.25 | 0.275 | 0.35 | 0.45 | 0.575 | 0.04 | 0.04 | 0.05 | 0.06 | 0.07 | 0.01 | 0.2 | 0.25 | 0.3 | 0.35 | 0.005 | 0.015 | 0.02 | 0.02 | 0.025 | 0.001 | 0.005 | 0.008 | 0.01 | 0.03 | 0.0281 | 0.0492 | 0.0623 | 0.0772 | 0.0965 | 0 | 0 | 0 | 0 | 0 | 0 | 0 | 0 | 0 | 0
Nash County Area II | 0.16025 | 0.207 | 0 |  | 678 | 0.024 | 0.003 | 0.124 | 0 | 0 | 0.00925 | 35.3982 | 675 | 680 | 685 | 690 | 700 | Nash | 0.024 | 0.024 | 0.024 | 0.025 | 0.025 | 0.003 | 0.003 | 0.003 | 0.003 | 0.004 | 0.12 | 0.12 | 0.12 | 0.12 | 0.12 | 0 | 0 | 0 | 0 | 0 | 0.003 | 0.004 | 0.004 | 0.005 | 0.005 | 0.01 | 0.01 | 0.01 | 0.0101 | 0.0102 | 0 | 0 | 0 | 0 | 0 | 0 | 0 | 0 | 0 | 0
Northern Nash County | ERROR | 0 | 0 |  | #N/A | 0 | 0 | 0 | 0 | 0 | #VALUE! | ERROR | 0 | 0 | 0 | 0 | 0 | Nash | 0 | 0 | 0 | 0 | 0 | 0 | 0 | 0 | 0 | 0 | 0 | 0 | 0 | 0 | 0 | 0 | 0 | 0 | 0 | 0 | 0 | 0 | 0 | 0 | 0 | 0 | 0 | 0 | 0 | 0 | 0 | 0 | 0 | 0 | 0 | 0 | 0 | 0 | 0 | 0
Northampton Co - North Gaston | 0.0095 | 0.0125 | 0 |  | 180 | 0.007 | 0.001 | 0 | 0 | 0.001 | 0.0005 | 38.8889 | 185 | 190 | 195 | 200 | 206 | Northampton | 0.008 | 0.009 | 0.009 | 0.01 | 0.011 | 0.001 | 0.001 | 0.002 | 0.003 | 0.004 | 0 | 0 | 0 | 0 | 0 | 0 | 0 | 0 | 0 | 0 | 0.001 | 0.001 | 0.001 | 0.001 | 0.001 | 0.0011 | 0.0012 | 0.0013 | 0.0016 | 0.0018 | 0 | 0 | 0 | 0 | 0 | 0 | 0 | 0 | 0 | 0
Northampton Co - West Jackson | 0.001 | 0.05 | 0 |  | 40 | 0.001 | 0 | 0 | 0 | 0 | 0 | 25 | 40 | 45 | 45 | 50 | 50 | Northampton | 0.001 | 0.0012 | 0.0012 | 0.0015 | 0.0015 | 0 | 0 | 0 | 0 | 0 | 0 | 0 | 0 | 0 | 0 | 0 | 0 | 0 | 0 | 0 | 0 | 0 | 0 | 0 | 0 | 0 | 0 | 0 | 0 | 0 | 0 | 0 | 0 | 0 | 0 | 0 | 0 | 0 | 0 | 0
Vance County Water District | 0.14235 | 0.325 | 0 |  | 2200 | 0.078 | 0.0098 | 0 | 0 | 0.0315 | 0.02305 | 35.4545 | 2250 | 2300 | 2350 | 2400 | 2450 | Vance | 0.085 | 0.09 | 0.095 | 0.1 | 0.11 | 0.005 | 0.007 | 0.009 | 0.011 | 0.013 | 0 | 0 | 0 | 0 | 0 | 0.001 | 0.002 | 0.002 | 0.002 | 0.002 | 0.02 | 0.02 | 0.02 | 0.02 | 0.02 | 0.019 | 0.02 | 0.022 | 0.023 | 0.025 | 0 | 0 | 0 | 0 | 0 | 0 | 0 | 0 | 0 | 0
Wilson County SWWD | ERROR | 0 | 0 |  | #N/A | 0 | 0 | 0 | 0 | 0 | #VALUE! | ERROR | 0 | 0 | 0 | 0 | 0 | Wilson | 0 | 0 | 0 | 0 | 0 | 0 | 0 | 0 | 0 | 0 | 0 | 0 | 0 | 0 | 0 | 0 | 0 | 0 | 0 | 0 | 0 | 0 | 0 | 0 | 0 | 0 | 0 | 0 | 0 | 0 | 0 | 0 | 0 | 0 | 0 | 0 | 0 | 0 | 0 | 0
Wilson County SEWD | ERROR | 0 | 0 |  | #N/A | 0 | 0 | 0 | 0 | 0 | #VALUE! | ERROR | 0 | 0 | 0 | 0 | 0 | Wilson | 0 | 0 | 0 | 0 | 0 | 0 | 0 | 0 | 0 | 0 | 0 | 0 | 0 | 0 | 0 | 0 | 0 | 0 | 0 | 0 | 0 | 0 | 0 | 0 | 0 | 0 | 0 | 0 | 0 | 0 | 0 | 0 | 0 | 0 | 0 | 0 | 0 | 0 | 0 | 0
Bladen Bluffs - LCFWSA | 1.5459 | 6 | 1.3916 |  | 4589 | 0 | 0 | 0 | 0 | 0.0443 | 0.10995 | 0 | 4700 | 4700 | 4700 | 4700 | 4700 | Bladen | 0 | 0 | 0 | 0 | 0 | 0 | 0 | 0 | 0 | 0 | 0 | 0 | 0 | 0 | 0 | 0 | 0 | 0 | 0 | 0 | 0.039 | 0.039 | 0.039 | 0.039 | 0.039 | 0.075 | 0.075 | 0.075 | 0.075 | 0.075 | 0 | 0 | 0 | 0 | 0 | 0 | 0 | 0 | 0 | 0
LCFWSA - Kings Bluff | 27.7064 | 106 | 27.075 |  | 0 | 0 | 0 | 0.6546 | 0 | 0 | -0.023183 | ERROR | 0 | 0 | 0 | 0 | 0 | Bladen | 0 | 0 | 0 | 0 | 0 | 0 | 0 | 0 | 0 | 0 | 0.6546 | 0.6546 | 0.6546 | 0.6546 | 0.6546 | 0 | 0 | 0 | 0 | 0 | 0 | 0 | 0 | 0 | 0 | 0.062 | 0.062 | 0.062 | 0.062 | 0.062 | 0 | 0 | 0 | 0 | 0 | 41 | 0 | 0 | 0 | 0
Old North Utility Services, Inc. | 4.0975 | 8 | 0 |  | 65000 | 2.1408 | 0.0059 | 1.4546 | 0.0198 | 0.4 | 0.076392 | 32.9354 | 65585 | 67552 | 69579 | 71667 | 73816 | Cumberland | 1.56 | 1.6067 | 1.6549 | 1.7046 | 1.7557 | 0.2321 | 0.239 | 0.2462 | 0.2536 | 0.2612 | 1.616 | 1.656 | 1.697 | 1.739 | 1.782 | 0.0969 | 0.0998 | 0.1027 | 0.1058 | 0.109 | 0.26 | 0.27 | 0.28 | 0.29 | 0.3 | 0.231 | 0.236 | 0.242 | 0.248 | 0.254 | 0 | 0 | 0 | 0 | 0 | 0 | 0 | 0 | 0 | 0
Eastover Sanitary District | 0.41792 | 1 | 0 |  | 6814 | 0.309 | 0.056 | 0 | 0.003 | 0.004 | 0.045917 | 45.3478 | 6914 | 7014 | 7114 | 7214 | 7314 | Cumberland | 0.315 | 0.32 | 0.33 | 0.34 | 0.35 | 0.046 | 0.048 | 0.05 | 0.052 | 0.054 | 0 | 0 | 0 | 0 | 0 | 0.013 | 0.014 | 0.015 | 0.016 | 0.017 | 0.002 | 0.002 | 0.002 | 0.002 | 0.002 | 0.0576 | 0.0588 | 0.0608 | 0.0628 | 0.0648 | 0 | 0 | 0 | 0 | 0 | 0 | 0 | 0 | 0 | 0
East Moore Water District | 0.95583 | 3 | 0.6709 |  | 6195 | 0.273 | 0.0037 | 0 | 0 | 0.001 | 0.0072333 | 44.0678 | 6800 | 6947 | 7080 | 7227 | 7480 | Moore | 0.33 | 0.35 | 0.375 | 0.4 | 0.425 | 0.008 | 0.009 | 0.01 | 0.011 | 0.012 | 0 | 0 | 0 | 0 | 0 | 0.004 | 0.004 | 0.005 | 0.006 | 0.007 | 0.01 | 0.01 | 0.01 | 0.01 | 0.01 | 0.013 | 0.013 | 0.013 | 0.013 | 0.014 | 0 | 0 | 0 | 0 | 0 | 0 | 0 | 0 | 0 | 0
Moore County Public Utilities-High Falls | 0.014008 | 0.025 | 0 |  | 35 | 0.0008 | 0.0016 | 0 | 0 | 0.0116 | 8.3333e-06 | 22.8571 | 35 | 37 | 40 | 45 | 50 | Moore | 0.001 | 0.001 | 0.001 | 0.001 | 0.002 | 0 | 0 | 0 | 0 | 0 | 0 | 0 | 0 | 0 | 0 | 0.001 | 0.001 | 0.001 | 0.001 | 0.002 | 0.005 | 0.005 | 0.004 | 0.004 | 0.003 | 0.001 | 0.001 | 0.001 | 0.001 | 0.001 | 0 | 0 | 0 | 0 | 0 | 0 | 0 | 0 | 0 | 0
Sampson County WD II - Plainview | 0.26058 | 0.6 | 0 |  | 2786 | 0.1363 | 0 | 0 | 0.003 | 0.075 | 0.046283 | 48.9232 | 2925 | 3218 | 3540 | 3894 | 4283 | Sampson | 0.1431 | 0.1574 | 0.1732 | 0.1905 | 0.2095 | 0 | 0 | 0 | 0 | 0 | 0 | 0 | 0 | 0 | 0 | 0.0032 | 0.0035 | 0.0038 | 0.0042 | 0.0046 | 0.01 | 0.011 | 0.0121 | 0.0133 | 0.0146 | 0.01 | 0.011 | 0.0121 | 0.0133 | 0.0146 | 0 | 0 | 0 | 0 | 0 | 0 | 0 | 0 | 0 | 0
Scotland County Water (Barnes Bridge) | ERROR | 0 | 0 |  | #N/A | 0 | 0 | 0 | 0 | 0 | #VALUE! | ERROR | 0 | 0 | 0 | 0 | 0 | Scotland | 0 | 0 | 0 | 0 | 0 | 0 | 0 | 0 | 0 | 0 | 0 | 0 | 0 | 0 | 0 | 0 | 0 | 0 | 0 | 0 | 0 | 0 | 0 | 0 | 0 | 0 | 0 | 0 | 0 | 0 | 0 | 0 | 0 | 0 | 0 | 0 | 0 | 0 | 0 | 0
Scotland County Water (Malloy Rd) | ERROR | 0 | 0 |  | #N/A | 0 | 0 | 0 | 0 | 0 | #VALUE! | ERROR | 0 | 0 | 0 | 0 | 0 | Scotland | 0 | 0 | 0 | 0 | 0 | 0 | 0 | 0 | 0 | 0 | 0 | 0 | 0 | 0 | 0 | 0 | 0 | 0 | 0 | 0 | 0 | 0 | 0 | 0 | 0 | 0 | 0 | 0 | 0 | 0 | 0 | 0 | 0 | 0 | 0 | 0 | 0 | 0 | 0 | 0
Scotland County Water (Gillis Hill) | ERROR | 0 | 0 |  | #N/A | 0 | 0 | 0 | 0 | 0 | #VALUE! | ERROR | 0 | 0 | 0 | 0 | 0 | Scotland | 0 | 0 | 0 | 0 | 0 | 0 | 0 | 0 | 0 | 0 | 0 | 0 | 0 | 0 | 0 | 0 | 0 | 0 | 0 | 0 | 0 | 0 | 0 | 0 | 0 | 0 | 0 | 0 | 0 | 0 | 0 | 0 | 0 | 0 | 0 | 0 | 0 | 0 | 0 | 0
Scotland County Water (North) | ERROR | 0 | 0 |  | #N/A | 0 | 0 | 0 | 0 | 0 | #VALUE! | ERROR | 0 | 0 | 0 | 0 | 0 | Scotland | 0 | 0 | 0 | 0 | 0 | 0 | 0 | 0 | 0 | 0 | 0 | 0 | 0 | 0 | 0 | 0 | 0 | 0 | 0 | 0 | 0 | 0 | 0 | 0 | 0 | 0 | 0 | 0 | 0 | 0 | 0 | 0 | 0 | 0 | 0 | 0 | 0 | 0 | 0 | 0
Scotland County Water (South) | ERROR | 0 | 0 |  | #N/A | 0 | 0 | 0 | 0 | 0 | #VALUE! | ERROR | 0 | 0 | 0 | 0 | 0 | Scotland | 0 | 0 | 0 | 0 | 0 | 0 | 0 | 0 | 0 | 0 | 0 | 0 | 0 | 0 | 0 | 0 | 0 | 0 | 0 | 0 | 0 | 0 | 0 | 0 | 0 | 0 | 0 | 0 | 0 | 0 | 0 | 0 | 0 | 0 | 0 | 0 | 0 | 0 | 0 | 0
South Mills Purchase | ERROR | 0 | 0 |  | #N/A | 0 | 0 | 0 | 0 | 0 | #VALUE! | ERROR | 0 | 0 | 0 | 0 | 0 | Camden | 0 | 0 | 0 | 0 | 0 | 0 | 0 | 0 | 0 | 0 | 0 | 0 | 0 | 0 | 0 | 0 | 0 | 0 | 0 | 0 | 0 | 0 | 0 | 0 | 0 | 0 | 0 | 0 | 0 | 0 | 0 | 0 | 0 | 0 | 0 | 0 | 0 | 0 | 0 | 0
Southern Outer Banks Water | 1.6768 | 3.068 | 0.19 |  | 600 | 0.789 | 0.09 | 0 | 0 | 0.494 | 0.11375 | 1315 | 618 | 680 | 748 | 823 | 905 | Currituck | 0.859 | 0.9452 | 1.0397 | 1.144 | 1.258 | 0.106 | 0.117 | 0.128 | 0.141 | 0.155 | 0 | 0 | 0 | 0 | 0 | 0 | 0 | 0 | 0 | 0 | 0.515 | 0.567 | 0.623 | 0.686 | 0.754 | 0.1077 | 0.1185 | 0.1303 | 0.1434 | 0.1577 | 0.432 | 0 | 0 | 0 | 0 | 0 | 0 | 0 | 0 | 0
Stumpy Point WSD | 0.025833 | 0.099 | 0 |  | 106 | 0.008 | 0.007 | 0 | 0 | 0.0018 | 0.0090333 | 75.4717 | 110 | 115 | 121 | 127 | 133 | Dare | 0.0085 | 0.0089 | 0.0094 | 0.0099 | 0.0103 | 0.0073 | 0.0076 | 0.008 | 0.0084 | 0.0088 | 0 | 0 | 0 | 0 | 0 | 0 | 0 | 0 | 0 | 0 | 0.0018 | 0.0019 | 0.002 | 0.0021 | 0.0022 | 0.0027 | 0.0028 | 0.0029 | 0.0031 | 0.0032 | 0 | 0 | 0 | 0 | 0 | 0 | 0 | 0 | 0 | 0
Neuse Regional Water and Sewer Authority | 7.8712 | 15 | 7.0782 |  | 93250 | 0 | 0 | 0 | 0 | 0.423 | 0.37001 | 0 | 95198 | 98349 | 102045 | 106339 | 110592 | Lenoir | 0 | 0 | 0 | 0 | 0 | 0 | 0 | 0 | 0 | 0 | 0 | 0 | 0 | 0 | 0 | 0 | 0 | 0 | 0 | 0 | 0.5 | 0.5 | 0.5 | 0.5 | 0.5 | 0.9118 | 0.9118 | 0.9118 | 0.9118 | 0.9118 | 0 | 0 | 0 | 0 | 0 | 0 | 0 | 0 | 0 | 0
Martin County WD I | 0.14122 | 0.487 | 0 |  | 2085 | 0.0887 | 0.009 | 0 | 0.0014 | 0.02 | 0.022125 | 42.542 | 2280 | 2189 | 2101 | 2017 | 1937 | Martin | 0.094 | 0.09 | 0.087 | 0.084 | 0.081 | 0.01 | 0.009 | 0.009 | 0.009 | 0.009 | 0 | 0 | 0 | 0 | 0 | 0.002 | 0.002 | 0.002 | 0.002 | 0.002 | 0.03 | 0.03 | 0.03 | 0.03 | 0.03 | 0.0256 | 0.0246 | 0.0241 | 0.0235 | 0.0229 | 0 | 0 | 0 | 0 | 0 | 0 | 0 | 0 | 0 | 0
Martin County WD II | 0.15007 | 0.5823 | 0 |  | 2425 | 0.0991 | 0.0043 | 0 | 0.0038 | 0.02 | 0.022875 | 40.866 | 2613 | 2863 | 3113 | 3363 | 3613 | Martin | 0.11 | 0.12 | 0.131 | 0.139 | 0.148 | 0.004 | 0.004 | 0.004 | 0.004 | 0.004 | 0 | 0 | 0 | 0 | 0 | 0.004 | 0.004 | 0.004 | 0.004 | 0.004 | 0.02 | 0.02 | 0.02 | 0.02 | 0.02 | 0.0251 | 0.0269 | 0.0289 | 0.0303 | 0.032 | 0 | 0 | 0 | 0 | 0 | 0 | 0 | 0 | 0 | 0
Martin County Regional WASA | 0.9373 | 128 | 0.66424 |  | 0 | 0 | 0 | 0 | 0 | 0.2093 | 0.06376 | ERROR | 0 | 0 | 0 | 0 | 0 | Martin | 0 | 0 | 0 | 0 | 0 | 0 | 0 | 0 | 0 | 0 | 0 | 0 | 0 | 0 | 0 | 0 | 0 | 0 | 0 | 0 | 0.177 | 0.177 | 0.177 | 0.15 | 0.15 | 0.1088 | 0.1088 | 0.1088 | 0.0922 | 0.0922 | 0 | 0 | 0 | 0 | 0 | 0 | 0 | 0 | 0 | 0
Martin County Regional WASA Well | 0.11051 | 0.216 | 0.067809 |  | 0 | 0 | 0 | 0 | 0 | 0.0199 | 0.022799 | ERROR | 0 | 0 | 0 | 0 | 0 | Martin | 0 | 0 | 0 | 0 | 0 | 0 | 0 | 0 | 0 | 0 | 0 | 0 | 0 | 0 | 0 | 0 | 0 | 0 | 0 | 0 | 0.02 | 0.02 | 0.02 | 0.02 | 0.02 | 0.0001 | 0.0001 | 0.0001 | 0.0001 | 0.0001 | 0 | 0 | 0 | 0 | 0 | 0 | 0 | 0 | 0 | 0
Pasquotank County - RO | 1.2448 | 2.664 | 0.24866 |  | 8200 | 0.344 | 0.117 | 0 | 0.127 | 0.3272 | 0.080972 | 41.9512 | 8200 | 8300 | 8400 | 8500 | 8600 | Pasquotank | 0.344 | 0.349 | 0.353 | 0.357 | 0.361 | 0.1193 | 0.1312 | 0.1443 | 0.1587 | 0.1746 | 0 | 0 | 0 | 0 | 0 | 0.1295 | 0.1425 | 0.1568 | 0.1725 | 0.1898 | 0.33 | 0.34 | 0.35 | 0.36 | 0.37 | 0.0825 | 0.086 | 0.0897 | 0.0937 | 0.0979 | 0 | 0 | 0 | 0 | 0 | 0 | 0 | 0 | 0 | 0
Wayne Water District Purchase | 0.99959 | 3.2 | 0 |  | 14925 | 0.7462 | 0.1713 | 0 | 0 | 0.065 | 0.017092 | 49.9966 | 15376 | 17844 | 20709 | 24034 | 27892 | Wayne | 0.7688 | 0.8922 | 1.0354 | 1.2016 | 1.3945 | 0.1765 | 0.2048 | 0.2377 | 0.2758 | 0.3201 | 0 | 0 | 0 | 0 | 0 | 0 | 0 | 0 | 0 | 0 | 0.067 | 0.0777 | 0.0902 | 0.1047 | 0.1215 | 0.0184 | 0.0214 | 0.0248 | 0.0288 | 0.0335 | 0 | 0 | 0 | 0 | 0 | 0 | 0 | 0 | 0 | 0
Fork Township SD Purchase System | ERROR | 0 | 0 |  | #N/A | 0 | 0 | 0 | 0 | 0 | #VALUE! | ERROR | 0 | 0 | 0 | 0 | 0 | Wayne | 0 | 0 | 0 | 0 | 0 | 0 | 0 | 0 | 0 | 0 | 0 | 0 | 0 | 0 | 0 | 0 | 0 | 0 | 0 | 0 | 0 | 0 | 0 | 0 | 0 | 0 | 0 | 0 | 0 | 0 | 0 | 0 | 0 | 0 | 0 | 0 | 0 | 0 | 0 | 0
Columbus Co WSD II | 0.76707 | 0.648 | 0 |  | 4363 | 0.206 | 0.009 | 0.001 | 0.005 | 0.0012 | 0.54487 | 47.2152 | 4364 | 4368 | 4372 | 4376 | 4380 | Columbus | 0.206 | 0.2062 | 0.2063 | 0.2064 | 0.2065 | 0.009 | 0.009 | 0.009 | 0.009 | 0.009 | 0.001 | 0.001 | 0.001 | 0.001 | 0.001 | 0.005 | 0.005 | 0.005 | 0.005 | 0.005 | 0.007 | 0.008 | 0.008 | 0.009 | 0.009 | 0.539 | 0.5418 | 0.5421 | 0.5447 | 0.5449 | 0 | 0 | 0 | 0 | 0 | 0 | 0 | 0 | 0 | 0
Columbus Co WSD III | 0.18842 | 0.648 | 0 |  | 2665 | 0.1447 | 0.0052 | 0 | 0.0035 | 0.008 | 0.027017 | 54.2964 | 2666 | 2668 | 2671 | 2673 | 2675 | Columbus | 0.138 | 0.1381 | 0.1382 | 0.1383 | 0.1384 | 0.005 | 0.005 | 0.005 | 0.005 | 0.005 | 0 | 0 | 0 | 0 | 0 | 0.003 | 0.003 | 0.003 | 0.003 | 0.003 | 0.009 | 0.01 | 0.01 | 0.011 | 0.011 | 0.0278 | 0.028 | 0.0282 | 0.0284 | 0.0286 | 0 | 0 | 0 | 0 | 0 | 0 | 0 | 0 | 0 | 0
Columbus Co WSD IV | 0.23525 | 0.385 | 0.061855 |  | 2157 | 0.0982 | 0.0095 | 0.0235 | 0.0043 | 0.006 | 0.031895 | 45.5262 | 2157 | 2160 | 2162 | 2163 | 2165 | Columbus | 0.097 | 0.097 | 0.097 | 0.097 | 0.097 | 0.009 | 0.009 | 0.009 | 0.009 | 0.009 | 0.021 | 0.021 | 0.021 | 0.021 | 0.021 | 0.003 | 0.003 | 0.003 | 0.003 | 0.003 | 0.006 | 0.0065 | 0.007 | 0.0075 | 0.008 | 0.0371 | 0.0372 | 0.0374 | 0.0375 | 0.0376 | 0 | 0 | 0 | 0 | 0 | 0 | 0 | 0 | 0 | 0
Sandyfield | 0.015933 | 0.03 | 0 |  | 447 | 0.0159 | 0 | 0 | 0 | 0 | 3.3333e-05 | 35.5705 | 464 | 494 | 524 | 554 | 584 | Columbus | 0.0121 | 0.0128 | 0.0136 | 0.0144 | 0.0152 | 0 | 0 | 0 | 0 | 0 | 0 | 0 | 0 | 0 | 0 | 0 | 0 | 0 | 0 | 0 | 0.001 | 0.001 | 0.001 | 0.001 | 0.001 | 0.001 | 0.001 | 0.001 | 0.001 | 0.001 | 0 | 0 | 0 | 0 | 0 | 0 | 0 | 0 | 0 | 0
Pender County Utilities | 1.4381 | 6.1 | 0 |  | 20235 | 0.916 | 0.16 | 0.003 | 0.013 | 0.2 | 0.14608 | 45.2681 | 32500 | 52500 | 82500 | 117500 | 145000 | Pender | 1.3 | 2.1 | 3.3 | 4.7 | 5.8 | 0.3 | 0.4 | 0.6 | 1 | 1.2 | 0.1 | 0.5 | 0.8 | 1 | 1.3 | 0.013 | 0.013 | 0.013 | 0.013 | 0.013 | 0.2 | 0.3 | 0.5 | 0.7 | 0.8 | 0.1 | 0.1 | 0.2 | 0.3 | 0.4 | 0 | 0 | 6 | 0 | 0 | 0 | 0.6 | 1.1 | -0.2 | 0
0 | #N/A | #N/A | #N/A |  | #N/A | #N/A | #N/A | #N/A | #N/A | #N/A | #N/A | #N/A | #N/A | #N/A | #N/A | #N/A | #N/A | #N/A | #N/A | #N/A | #N/A | #N/A | #N/A | #N/A | #N/A | #N/A | #N/A | #N/A | #N/A | #N/A | #N/A | #N/A | #N/A | #N/A | #N/A | #N/A | #N/A | #N/A | #N/A | #N/A | #N/A | #N/A | #N/A | #N/A | #N/A | #N/A | #N/A | #N/A | #N/A | #N/A | #N/A | #N/A | #N/A | #N/A | #N/A | #N/A | #N/A | #N/A
0 | #N/A | #N/A | #N/A |  | #N/A | #N/A | #N/A | #N/A | #N/A | #N/A | #N/A | #N/A | #N/A | #N/A | #N/A | #N/A | #N/A | #N/A | #N/A | #N/A | #N/A | #N/A | #N/A | #N/A | #N/A | #N/A | #N/A | #N/A | #N/A | #N/A | #N/A | #N/A | #N/A | #N/A | #N/A | #N/A | #N/A | #N/A | #N/A | #N/A | #N/A | #N/A | #N/A | #N/A | #N/A | #N/A | #N/A | #N/A | #N/A | #N/A | #N/A | #N/A | #N/A | #N/A | #N/A | #N/A | #N/A | #N/A
0 | #N/A | #N/A | #N/A |  | #N/A | #N/A | #N/A | #N/A | #N/A | #N/A | #N/A | #N/A | #N/A | #N/A | #N/A | #N/A | #N/A | #N/A | #N/A | #N/A | #N/A | #N/A | #N/A | #N/A | #N/A | #N/A | #N/A | #N/A | #N/A | #N/A | #N/A | #N/A | #N/A | #N/A | #N/A | #N/A | #N/A | #N/A | #N/A | #N/A | #N/A | #N/A | #N/A | #N/A | #N/A | #N/A | #N/A | #N/A | #N/A | #N/A | #N/A | #N/A | #N/A | #N/A | #N/A | #N/A | #N/A | #N/A
0 | #N/A | #N/A | #N/A |  | #N/A | #N/A | #N/A | #N/A | #N/A | #N/A | #N/A | #N/A | #N/A | #N/A | #N/A | #N/A | #N/A | #N/A | #N/A | #N/A | #N/A | #N/A | #N/A | #N/A | #N/A | #N/A | #N/A | #N/A | #N/A | #N/A | #N/A | #N/A | #N/A | #N/A | #N/A | #N/A | #N/A | #N/A | #N/A | #N/A | #N/A | #N/A | #N/A | #N/A | #N/A | #N/A | #N/A | #N/A | #N/A | #N/A | #N/A | #N/A | #N/A | #N/A | #N/A | #N/A | #N/A | #N/A
0 | #N/A | #N/A | #N/A |  | #N/A | #N/A | #N/A | #N/A | #N/A | #N/A | #N/A | #N/A | #N/A | #N/A | #N/A | #N/A | #N/A | #N/A | #N/A | #N/A | #N/A | #N/A | #N/A | #N/A | #N/A | #N/A | #N/A | #N/A | #N/A | #N/A | #N/A | #N/A | #N/A | #N/A | #N/A | #N/A | #N/A | #N/A | #N/A | #N/A | #N/A | #N/A | #N/A | #N/A | #N/A | #N/A | #N/A | #N/A | #N/A | #N/A | #N/A | #N/A | #N/A | #N/A | #N/A | #N/A | #N/A | #N/A
0 | #N/A | #N/A | #N/A |  | #N/A | #N/A | #N/A | #N/A | #N/A | #N/A | #N/A | #N/A | #N/A | #N/A | #N/A | #N/A | #N/A | #N/A | #N/A | #N/A | #N/A | #N/A | #N/A | #N/A | #N/A | #N/A | #N/A | #N/A | #N/A | #N/A | #N/A | #N/A | #N/A | #N/A | #N/A | #N/A | #N/A | #N/A | #N/A | #N/A | #N/A | #N/A | #N/A | #N/A | #N/A | #N/A | #N/A | #N/A | #N/A | #N/A | #N/A | #N/A | #N/A | #N/A | #N/A | #N/A | #N/A | #N/A
0 | #N/A | #N/A | #N/A |  | #N/A | #N/A | #N/A | #N/A | #N/A | #N/A | #N/A | #N/A | #N/A | #N/A | #N/A | #N/A | #N/A | #N/A | #N/A | #N/A | #N/A | #N/A | #N/A | #N/A | #N/A | #N/A | #N/A | #N/A | #N/A | #N/A | #N/A | #N/A | #N/A | #N/A | #N/A | #N/A | #N/A | #N/A | #N/A | #N/A | #N/A | #N/A | #N/A | #N/A | #N/A | #N/A | #N/A | #N/A | #N/A | #N/A | #N/A | #N/A | #N/A | #N/A | #N/A | #N/A | #N/A | #N/A
0 | #N/A | #N/A | #N/A |  | #N/A | #N/A | #N/A | #N/A | #N/A | #N/A | #N/A | #N/A | #N/A | #N/A | #N/A | #N/A | #N/A | #N/A | #N/A | #N/A | #N/A | #N/A | #N/A | #N/A | #N/A | #N/A | #N/A | #N/A | #N/A | #N/A | #N/A | #N/A | #N/A | #N/A | #N/A | #N/A | #N/A | #N/A | #N/A | #N/A | #N/A | #N/A | #N/A | #N/A | #N/A | #N/A | #N/A | #N/A | #N/A | #N/A | #N/A | #N/A | #N/A | #N/A | #N/A | #N/A | #N/A | #N/A
0 | #N/A | #N/A | #N/A |  | #N/A | #N/A | #N/A | #N/A | #N/A | #N/A | #N/A | #N/A | #N/A | #N/A | #N/A | #N/A | #N/A | #N/A | #N/A | #N/A | #N/A | #N/A | #N/A | #N/A | #N/A | #N/A | #N/A | #N/A | #N/A | #N/A | #N/A | #N/A | #N/A | #N/A | #N/A | #N/A | #N/A | #N/A | #N/A | #N/A | #N/A | #N/A | #N/A | #N/A | #N/A | #N/A | #N/A | #N/A | #N/A | #N/A | #N/A | #N/A | #N/A | #N/A | #N/A | #N/A | #N/A | #N/A
0 | #N/A | #N/A | #N/A |  | #N/A | #N/A | #N/A | #N/A | #N/A | #N/A | #N/A | #N/A | #N/A | #N/A | #N/A | #N/A | #N/A | #N/A | #N/A | #N/A | #N/A | #N/A | #N/A | #N/A | #N/A | #N/A | #N/A | #N/A | #N/A | #N/A | #N/A | #N/A | #N/A | #N/A | #N/A | #N/A | #N/A | #N/A | #N/A | #N/A | #N/A | #N/A | #N/A | #N/A | #N/A | #N/A | #N/A | #N/A | #N/A | #N/A | #N/A | #N/A | #N/A | #N/A | #N/A | #N/A | #N/A | #N/A
0 | #N/A | #N/A | #N/A |  | #N/A | #N/A | #N/A | #N/A | #N/A | #N/A | #N/A | #N/A | #N/A | #N/A | #N/A | #N/A | #N/A | #N/A | #N/A | #N/A | #N/A | #N/A | #N/A | #N/A | #N/A | #N/A | #N/A | #N/A | #N/A | #N/A | #N/A | #N/A | #N/A | #N/A | #N/A | #N/A | #N/A | #N/A | #N/A | #N/A | #N/A | #N/A | #N/A | #N/A | #N/A | #N/A | #N/A | #N/A | #N/A | #N/A | #N/A | #N/A | #N/A | #N/A | #N/A | #N/A | #N/A | #N/A
0 | #N/A | #N/A | #N/A |  | #N/A | #N/A | #N/A | #N/A | #N/A | #N/A | #N/A | #N/A | #N/A | #N/A | #N/A | #N/A | #N/A | #N/A | #N/A | #N/A | #N/A | #N/A | #N/A | #N/A | #N/A | #N/A | #N/A | #N/A | #N/A | #N/A | #N/A | #N/A | #N/A | #N/A | #N/A | #N/A | #N/A | #N/A | #N/A | #N/A | #N/A | #N/A | #N/A | #N/A | #N/A | #N/A | #N/A | #N/A | #N/A | #N/A | #N/A | #N/A | #N/A | #N/A | #N/A | #N/A | #N/A | #N/A
0 | #N/A | #N/A | #N/A |  | #N/A | #N/A | #N/A | #N/A | #N/A | #N/A | #N/A | #N/A | #N/A | #N/A | #N/A | #N/A | #N/A | #N/A | #N/A | #N/A | #N/A | #N/A | #N/A | #N/A | #N/A | #N/A | #N/A | #N/A | #N/A | #N/A | #N/A | #N/A | #N/A | #N/A | #N/A | #N/A | #N/A | #N/A | #N/A | #N/A | #N/A | #N/A | #N/A | #N/A | #N/A | #N/A | #N/A | #N/A | #N/A | #N/A | #N/A | #N/A | #N/A | #N/A | #N/A | #N/A | #N/A | #N/A
0 | #N/A | #N/A | #N/A |  | #N/A | #N/A | #N/A | #N/A | #N/A | #N/A | #N/A | #N/A | #N/A | #N/A | #N/A | #N/A | #N/A | #N/A | #N/A | #N/A | #N/A | #N/A | #N/A | #N/A | #N/A | #N/A | #N/A | #N/A | #N/A | #N/A | #N/A | #N/A | #N/A | #N/A | #N/A | #N/A | #N/A | #N/A | #N/A | #N/A | #N/A | #N/A | #N/A | #N/A | #N/A | #N/A | #N/A | #N/A | #N/A | #N/A | #N/A | #N/A | #N/A | #N/A | #N/A | #N/A | #N/A | #N/A
0 | #N/A | #N/A | #N/A |  | #N/A | #N/A | #N/A | #N/A | #N/A | #N/A | #N/A | #N/A | #N/A | #N/A | #N/A | #N/A | #N/A | #N/A | #N/A | #N/A | #N/A | #N/A | #N/A | #N/A | #N/A | #N/A | #N/A | #N/A | #N/A | #N/A | #N/A | #N/A | #N/A | #N/A | #N/A | #N/A | #N/A | #N/A | #N/A | #N/A | #N/A | #N/A | #N/A | #N/A | #N/A | #N/A | #N/A | #N/A | #N/A | #N/A | #N/A | #N/A | #N/A | #N/A | #N/A | #N/A | #N/A | #N/A
0 | #N/A | #N/A | #N/A |  | #N/A | #N/A | #N/A | #N/A | #N/A | #N/A | #N/A | #N/A | #N/A | #N/A | #N/A | #N/A | #N/A | #N/A | #N/A | #N/A | #N/A | #N/A | #N/A | #N/A | #N/A | #N/A | #N/A | #N/A | #N/A | #N/A | #N/A | #N/A | #N/A | #N/A | #N/A | #N/A | #N/A | #N/A | #N/A | #N/A | #N/A | #N/A | #N/A | #N/A | #N/A | #N/A | #N/A | #N/A | #N/A | #N/A | #N/A | #N/A | #N/A | #N/A | #N/A | #N/A | #N/A | #N/A
0 | #N/A | #N/A | #N/A |  | #N/A | #N/A | #N/A | #N/A | #N/A | #N/A | #N/A | #N/A | #N/A | #N/A | #N/A | #N/A | #N/A | #N/A | #N/A | #N/A | #N/A | #N/A | #N/A | #N/A | #N/A | #N/A | #N/A | #N/A | #N/A | #N/A | #N/A | #N/A | #N/A | #N/A | #N/A | #N/A | #N/A | #N/A | #N/A | #N/A | #N/A | #N/A | #N/A | #N/A | #N/A | #N/A | #N/A | #N/A | #N/A | #N/A | #N/A | #N/A | #N/A | #N/A | #N/A | #N/A | #N/A | #N/A

## Master Data Set 2017 (hidden)
Projection Period Begin Yr (e.g. 2020, 2030, etc) = | 2020 | Historical End Year (i.e. reporting year) = | 2017 | Historical Begin Year = | 2012
Name | Water Withdrawn/Purchased | Available Supply | Water Sold | Pop - Begin Year | Pop - End Year | Demand-Res | Demand-Comm | Demand-Ind | Demand-Inst | Demand-Sys Proc | Demand-UAFW | GPCD-Res | Population2020 | Population2030 | Population2040 | Population2050 | Population2060 | County | Residential2020 | Residential2030 | Residential2040 | Residential2050 | Residential2060 | Commercial2020 | Commercial2030 | Commercial2040 | Commercial2050 | Commercial2060 | Industrial2020 | Industrial2030 | Industrial2040 | Industrial2050 | Industrial2060 | Institutional2020 | Institutional2030 | Institutional2040 | Institutional2050 | Institutional2060 | System Process2020 | System Process2030 | System Process2040 | System Process2050 | System Process2060 | UAFW2020 | UAFW2030 | UAFW2040 | UAFW2050 | UAFW2060 | 2020Future Supplies | 2030Future Supplies | 2040Future Supplies | 2050Future Supplies | 2060Future Supplies | 2020Projected Sales | 2030Projected Sales | 2040Projected Sales | 2050Projected Sales | 2060Projected Sales
Burnsville | 0.73942 | 1.48 | 0 |  | 3800 | 0.18 | 0.125 | 0.112 | 0.068 | 0.035 | 0.21942 | 47.3684 | 3989 | 4054 | 4069 | 4150 | 4200 | Yancey | 0.173 | 0.175 | 0.177 | 0.179 | 0.181 | 0.108 | 0.112 | 0.116 | 0.12 | 0.122 | 0.09 | 0.092 | 0.094 | 0.096 | 0.098 | 0.036 | 0.037 | 0.038 | 0.039 | 0.04 | 0.045 | 0.045 | 0.045 | 0.045 | 0.045 | 0.077 | 0.078 | 0.08 | 0.081 | 0.082 | 0 | 0 | 0 | 0 | 0 | 0 | 0 | 0 | 0 | 0
Taylorsville | 0.26233 | 0.5 | 0 |  | 2500 | 0.2 | 0.03 | 0.01 | 0.006 | 0.001 | 0.015333 | 80 | 2500 | 2500 | 2510 | 2515 | 2520 | Alexander | 0.2 | 0.205 | 0.206 | 0.208 | 0.209 | 0.035 | 0.035 | 0.036 | 0.037 | 0.038 | 0.025 | 0.025 | 0.026 | 0.027 | 0.028 | 0.065 | 0.065 | 0.066 | 0.067 | 0.068 | 0.001 | 0.001 | 0.001 | 0.001 | 0.001 | 0.045 | 0.045 | 0.05 | 0.055 | 0.06 | 0 | 0 | 0 | 0 | 0 | 0 | 0 | 0 | 0 | 0
Energy United Water | 1.8118 | 2.5 | 0.904 |  | 12363 | 0.631 | 0.053 | 0.122 | 0.079 | 0.001 | 0.021833 | 51.0394 | 12450 | 13125 | 13775 | 14000 | 14500 | Alexander | 0.635 | 0.65 | 0.665 | 0.68 | 0.695 | 0.054 | 0.056 | 0.059 | 0.061 | 0.063 | 0.121 | 0.123 | 0.125 | 0.13 | 0.135 | 0.05 | 0.055 | 0.06 | 0.065 | 0.07 | 0.001 | 0.001 | 0.001 | 0.001 | 0.001 | 0.0224 | 0.04 | 0.05 | 0.055 | 0.06 | 0 | 0 | 0 | 0 | 0 | 0 | 0 | 0 | 0 | 0
Alexander County WD | 0.7515 | 2 | 0.001 |  | 11452 | 0.602 | 0.249 | 0 | 0 | 0.069 | -0.1695 | 52.5672 | 11957 | 12315 | 12684 | 13064 | 13455 | Alexander | 0.633 | 0.653 | 0.672 | 0.692 | 0.713 | 0.4312 | 0.475 | 0.522 | 0.574 | 0.631 | 0 | 0 | 0 | 0 | 0 | 0 | 0 | 0 | 0 | 0 | 0.084 | 0.087 | 0.089 | 0.092 | 0.095 | 0.0876 | 0.0927 | 0.0979 | 0.1036 | 0.1098 | 0 | 0 | 0 | 0 | 0 | 0 | 0 | 0 | 0 | 0
Sparta | 0.40567 | 0.856 | 0 |  | 1763 | 0.1 | 0.038 | 0.086 | 0.022 | 0.015 | 0.14467 | 56.7215 | 1890 | 1928 | 1960 | 2000 | 2060 | Alleghany | 0.11 | 0.113 | 0.115 | 0.117 | 0.119 | 0.04 | 0.041 | 0.042 | 0.043 | 0.044 | 0.09 | 0.09 | 0.095 | 0.095 | 0.1 | 0.024 | 0.026 | 0.028 | 0.03 | 0.032 | 0.016 | 0.016 | 0.017 | 0.018 | 0.018 | 0.12 | 0.121 | 0.122 | 0.123 | 0.124 | 0 | 0 | 0 | 0 | 0 | 0 | 0 | 0 | 0 | 0
West Jefferson | 0.20842 | 0.62 | 0 |  | 1305 | 0.031 | 0.066 | 0.024 | 0.019 | 0.015 | 0.053417 | 23.7548 | 1311 | 1331 | 1351 | 1371 | 1391 | Ashe | 0.031 | 0.031 | 0.031 | 0.031 | 0.031 | 0.066 | 0.066 | 0.068 | 0.068 | 0.068 | 0.024 | 0.024 | 0.024 | 0.024 | 0.024 | 0.019 | 0.019 | 0.019 | 0.019 | 0.019 | 0.015 | 0.015 | 0.015 | 0.015 | 0.015 | 0.0425 | 0.0325 | 0.0275 | 0.0275 | 0.0275 | 0 | 0 | 0 | 0 | 0 | 0 | 0 | 0 | 0 | 0
Jefferson | 0.16467 | 14.187 | 0 |  | 1450 | 0.08 | 0.025 | 0.007 | 0.04 | 0.004 | 0.0086667 | 55.1724 | 1750 | 1900 | 2100 | 2600 | 2800 | Ashe | 0.1 | 0.11 | 0.12 | 0.14 | 0.15 | 0.03 | 0.04 | 0.045 | 0.05 | 0.055 | 0.01 | 0.015 | 0.018 | 0.02 | 0.025 | 0.052 | 0.057 | 0.063 | 0.068 | 0.073 | 0.005 | 0.006 | 0.007 | 0.008 | 0.009 | 0.015 | 0.018 | 0.019 | 0.022 | 0.024 | 0 | 0 | 0 | 0 | 0 | 0 | 0 | 0 | 0 | 0
Lansing | 0.011833 | 0.043 | 0 |  | 200 | 0.009 | 0.001 | 0 | 0 | 0 | 0.0018333 | 45 | 217 | 300 | 310 | 330 | 340 | Ashe | 0.01 | 0.011 | 0.012 | 0.013 | 0.015 | 0.003 | 0.006 | 0.007 | 0.01 | 0.012 | 0 | 0 | 0 | 0 | 0 | 0.001 | 0.001 | 0.002 | 0.002 | 0.002 | 0 | 0 | 0 | 0 | 0 | 0.001 | 0.002 | 0.002 | 0.003 | 0.003 | 0 | 0 | 0 | 0 | 0 | 0 | 0 | 0 | 0 | 0
Crossnore | 0.034 | 0.086 | 0 |  | 200 | 0.009 | 0.016 | 0 | 0 | 0 | 0.009 | 45 | 203 | 213 | 223 | 233 | 243 | Avery | 0.009 | 0.009 | 0.009 | 0.009 | 0.009 | 0.016 | 0.016 | 0.016 | 0.016 | 0.016 | 0 | 0 | 0 | 0 | 0 | 0 | 0 | 0 | 0 | 0 | 0 | 0 | 0 | 0 | 0 | 0.009 | 0.009 | 0.009 | 0.009 | 0.009 | 0 | 0 | 0 | 0 | 0 | 0 | 0 | 0 | 0 | 0
Banner Elk | 0.18175 | 0.366 | 0.029 |  | 1168 | 0.04 | 0.026 | 0 | 0.001 | 0.001 | 0.08475 | 34.2466 | 1175 | 1214 | 1253 | 1295 | 1337 | Avery | 0.047 | 0.048 | 0.05 | 0.052 | 0.054 | 0.026 | 0.027 | 0.028 | 0.029 | 0.03 | 0 | 0 | 0 | 0 | 0 | 0.002 | 0.002 | 0.002 | 0.002 | 0.002 | 0.002 | 0.002 | 0.002 | 0.002 | 0.002 | 0.094 | 0.096 | 0.1 | 0.104 | 0.107 | 0 | 0 | 0 | 0 | 0 | 0 | 0 | 0 | 0 | 0
Newland | 0.12992 | 0.396 | 0 |  | 999 | 0.035 | 0.037 | 0 | 0 | 0.01 | 0.047917 | 35.035 | 1003 | 1013 | 1023 | 1033 | 1043 | Avery | 0.035 | 0.035 | 0.035 | 0.035 | 0.035 | 0.037 | 0.037 | 0.037 | 0.037 | 0.037 | 0 | 0 | 0 | 0 | 0 | 0 | 0 | 0 | 0 | 0 | 0.004 | 0.004 | 0.004 | 0.004 | 0.004 | 0.027 | 0.027 | 0.027 | 0.027 | 0.027 | 0 | 0 | 0 | 0 | 0 | 0 | 0 | 0 | 0 | 0
Elk Park | 0.0895 | 0.237 | 0 |  | 495 | 0.047 | 0.001 | 0 | 0.0092 | 0.001 | 0.0313 | 94.9495 | 498 | 508 | 518 | 528 | 538 | Avery | 0.047 | 0.047 | 0.048 | 0.048 | 0.049 | 0.001 | 0.001 | 0.001 | 0.001 | 0.001 | 0 | 0 | 0 | 0 | 0 | 0.009 | 0.009 | 0.01 | 0.01 | 0.01 | 0.001 | 0.001 | 0.001 | 0.001 | 0.001 | 0.023 | 0.021 | 0.02 | 0.018 | 0.017 | 0 | 0 | 0 | 0 | 0 | 0 | 0 | 0 | 0 | 0
Linville Land Harbor | 0.25125 | 0.411 | 0 |  | 520 | 0.17 | 0 | 0 | 0 | 0.02 | 0.06125 | 326.9231 | 514 | 514 | 514 | 514 | 514 | Avery | 0.165 | 0.165 | 0.165 | 0.165 | 0.165 | 0 | 0 | 0 | 0 | 0 | 0 | 0 | 0 | 0 | 0 | 0 | 0 | 0 | 0 | 0 | 0.02 | 0.02 | 0.02 | 0.02 | 0.02 | 0.018 | 0.018 | 0.018 | 0.018 | 0.018 | 0 | 0 | 0 | 0 | 0 | 0 | 0 | 0 | 0 | 0
Sugar Mountain | 0.19608 | 0.946 | 0 |  | 3003 | 0.064 | 0.03 | 0 | 0 | 0.04 | 0.062083 | 21.312 | 3075 | 3257 | 3439 | 3621 | 3803 | Avery | 0.073 | 0.077 | 0.081 | 0.086 | 0.09 | 0.031 | 0.033 | 0.035 | 0.037 | 0.039 | 0 | 0 | 0 | 0 | 0 | 0 | 0 | 0 | 0 | 0 | 0.025 | 0.05 | 0.05 | 0.05 | 0.05 | 0.095 | 0.118 | 0.122 | 0.127 | 0.132 | 0.077 | 0 | 0 | 0 | 0 | 0 | 0 | 0 | 0 | 0
Asheville | 19.8175 | 43.5 | 0.686 |  | 125000 | 8.183 | 3.846 | 0.715 | 1.751 | 0.968 | 3.6685 | 65.464 | 135357 | 149518 | 165161 | 182441 | 201528 | Buncombe | 8.861 | 9.788 | 10.812 | 11.943 | 13.193 | 4.165 | 4.6 | 5.082 | 5.613 | 6.201 | 0.744 | 0.782 | 0.822 | 0.864 | 0.908 | 1.896 | 2.094 | 2.314 | 2.556 | 2.823 | 1.048 | 1.158 | 1.279 | 1.413 | 1.561 | 4.714 | 4.955 | 5.209 | 5.475 | 5.755 | 0 | 0 | 0 | 0 | 0 | 0.75 | 0 | 0 | 0 | 0
Woodfin Sanitary Water and Sewer District | 0.99767 | 2 | 0 |  | 9000 | 0.69 | 0.125 | 0.03 | 0.04 | 0.029 | 0.083667 | 76.6667 | 10000 | 11000 | 12000 | 13000 | 14000 | Buncombe | 0.72 | 0.77 | 0.82 | 0.87 | 0.92 | 0.12 | 0.125 | 0.125 | 0.125 | 0.13 | 0.03 | 0.03 | 0.03 | 0.03 | 0.03 | 0.04 | 0.04 | 0.04 | 0.04 | 0.04 | 0.039 | 0.042 | 0.045 | 0.045 | 0.045 | 0.067 | 0.071 | 0.075 | 0.078 | 0.082 | 0 | 0 | 0 | 0 | 0 | 0 | 0 | 0 | 0 | 0
Black Mountain | 0.65558 | 1.338 | 0 |  | 8938 | 0.293 | 0.121 | 0 | 0 | 0.005 | 0.23658 | 32.7814 | 10239 | 11480 | 12871 | 14430 | 15005 | Buncombe | 0.626 | 0.701 | 0.786 | 0.888 | 0.996 | 0.157 | 0.177 | 0.198 | 0.222 | 0.246 | 0 | 0 | 0 | 0 | 0 | 0 | 0 | 0 | 0 | 0 | 0 | 0 | 0 | 0 | 0 | 0.059 | 0.066 | 0.074 | 0.083 | 0.093 | 0.5 | 0 | 0 | 0 | 0 | 0 | 0 | 0 | 0 | 0
Weaverville | 0.60092 | 1.5 | 0 |  | 6638 | 0.405 | 0.075 | 0.045 | 0.032 | 0.015 | 0.028917 | 61.0124 | 7785 | 8011 | 9445 | 10545 | 12000 | Buncombe | 0.545 | 0.56 | 0.66 | 0.74 | 0.84 | 0.112 | 0.128 | 0.142 | 0.151 | 0.164 | 0.07 | 0.072 | 0.085 | 0.095 | 0.108 | 0.036 | 0.038 | 0.046 | 0.054 | 0.058 | 0.031 | 0.032 | 0.038 | 0.042 | 0.048 | 0.045 | 0.056 | 0.064 | 0.07 | 0.08 | 0 | 0 | 0 | 0 | 0 | 0 | 0 | 0 | 0 | 0
Biltmore Forest | 0.19717 | 0.35 | 0 |  | 1526 | 0.148 | 0.012 | 0 | 0.005 | 0 | 0.032167 | 96.9856 | 1610 | 1650 | 1710 | 1760 | 1810 | Buncombe | 0.17 | 0.198 | 0.2 | 0.21 | 0.22 | 0.02 | 0.021 | 0.024 | 0.027 | 0.03 | 0 | 0 | 0 | 0 | 0 | 0.007 | 0.008 | 0.01 | 0.012 | 0.014 | 0 | 0 | 0 | 0 | 0 | 0.019 | 0.022 | 0.022 | 0.024 | 0.025 | 0 | 0 | 0 | 0 | 0 | 0 | 0 | 0 | 0 | 0
Montreat | 0.099667 | 0.322 | 0 |  | 798 | 0.053 | 0.025 | 0 | 0 | 0.012 | 0.0096667 | 66.416 | 801 | 811 | 821 | 831 | 841 | Buncombe | 0.053 | 0.053 | 0.053 | 0.053 | 0.053 | 0 | 0 | 0 | 0 | 0 | 0 | 0 | 0 | 0 | 0 | 0.025 | 0.026 | 0.027 | 0.028 | 0.029 | 0.012 | 0.012 | 0.013 | 0.013 | 0.014 | 0.011 | 0.011 | 0.011 | 0.011 | 0.012 | 0 | 0 | 0 | 0 | 0 | 0 | 0 | 0 | 0 | 0
Valdese | 2.8417 | 12 | 0.595 |  | 12700 | 0.611 | 0.104 | 1.047 | 0.038 | 0.15 | 0.29667 | 48.1102 | 12700 | 12725 | 12750 | 12850 | 12950 | Burke | 0.902 | 0.903 | 0.905 | 0.912 | 0.919 | 0.194 | 0.203 | 0.213 | 0.222 | 0.231 | 1.155 | 1.213 | 1.277 | 1.341 | 1.408 | 0.105 | 0.11 | 0.115 | 0.121 | 0.127 | 0.105 | 0.11 | 0.115 | 0.121 | 0.127 | 0.383 | 0.395 | 0.408 | 0.422 | 0.437 | 0 | 0 | 0 | 0 | 0 | 0 | 0 | 0 | 0 | 0
Morganton | 8.4667 | 18 | 1.082 |  | 25333 | 1.416 | 1.693 | 3.398 | 0.433 | 0.19 | 0.25467 | 55.8955 | 27000 | 29000 | 31000 | 33000 | 35000 | Burke | 1.6 | 1.7 | 1.8 | 1.9 | 2 | 1.9 | 2 | 2.1 | 2.2 | 2.3 | 3.7 | 3.9 | 4 | 4.1 | 4.2 | 0.6 | 0.8 | 1 | 1.1 | 1.2 | 0.14 | 0.15 | 0.16 | 0.17 | 0.18 | 1 | 0.95 | 0.9 | 0.8 | 0.8 | 0 | 0 | 0 | 0 | 0 | 0 | 0 | 0 | 0 | 0
Drexel | 0.18875 | 0.86 | 0 |  | 3200 | 0.16 | 0.018 | 0 | 0 | 0.002 | 0.00875 | 50 | 3474 | 3837 | 4239 | 4682 | 5172 | Burke | 0.161 | 0.176 | 0.192 | 0.21 | 0.23 | 0.016 | 0.018 | 0.019 | 0.021 | 0.023 | 0.016 | 0.018 | 0.019 | 0.021 | 0.023 | 0.029 | 0.032 | 0.035 | 0.038 | 0.041 | 0.002 | 0.002 | 0.003 | 0.003 | 0.003 | 0.013 | 0.013 | 0.014 | 0.015 | 0.016 | 0 | 0 | 0 | 0 | 0 | 0 | 0 | 0 | 0 | 0
Rutherford College | 0.146 | 0.233 | 0 |  | 1793 | 0.073 | 0.009 | 0 | 0.021 | 0.012 | 0.031 | 40.7139 | 2407 | 2407 | 2407 | 2407 | 2407 | Burke | 0.073 | 0.073 | 0.073 | 0.073 | 0.073 | 0.009 | 0.009 | 0.009 | 0.009 | 0.009 | 0 | 0 | 0 | 0 | 0 | 0.021 | 0.021 | 0.021 | 0.021 | 0.021 | 0.012 | 0.012 | 0.012 | 0.012 | 0.012 | 0.031 | 0.031 | 0.031 | 0.031 | 0.031 | 0 | 0 | 0 | 0 | 0 | 0 | 0 | 0 | 0 | 0
Icard Township WC | 0.74992 | 1.334 | 0.178 |  | 6792 | 0.428 | 0.007 | 0.038 | 0.02 | 0.008 | 0.070917 | 63.0153 | 6810 | 6910 | 7030 | 7065 | 7180 | Burke | 0.4332 | 0.4632 | 0.4992 | 0.511 | 0.5442 | 0.0077 | 0.0079 | 0.0081 | 0.0082 | 0.0083 | 0.065 | 0.07 | 0.075 | 0.08 | 0.085 | 0.03 | 0.035 | 0.04 | 0.045 | 0.05 | 0.008 | 0.009 | 0.01 | 0.011 | 0.012 | 0.094 | 0.098 | 0.101 | 0.105 | 0.109 | 0 | 0 | 0 | 0 | 0 | 0 | 0 | 0 | 0 | 0
Burke County | 152249.0833 | 1.1 | 0 |  | 1965 | 0.408 | 0.01 | 0.049 | 0.01 | 0.05 | 152248.5563 | 207.6336 | 4850 | 4950 | 5100 | 5360 | 5628 | Burke | 0.282 | 0.306 | 0.332 | 0.354 | 0.372 | 0.027 | 0.029 | 0.03 | 0.032 | 0.036 | 0.047 | 0.05 | 0.052 | 0.055 | 0.057 | 0.027 | 0.029 | 0.03 | 0.032 | 0.034 | 0.012 | 0.013 | 0.014 | 0.015 | 0.016 | 0.057 | 0.058 | 0.06 | 0.061 | 0.072 | 0 | 0 | 0 | 0 | 0 | 0 | 0 | 0 | 0 | 0
Brentwood-Highway 64 | 0.36408 | 0.65 | 0 |  | 5441 | 0.291 | 0.01 | 0 | 0.003 | 0.025 | 0.035083 | 53.4828 | 5450 | 5470 | 5520 | 5570 | 5620 | Burke | 0.319 | 0.334 | 0.349 | 0.364 | 0.379 | 0.01 | 0.01 | 0.01 | 0.01 | 0.01 | 0 | 0 | 0 | 0 | 0 | 0.003 | 0.003 | 0.003 | 0.003 | 0.003 | 0.027 | 0.027 | 0.027 | 0.027 | 0.027 | 0.039 | 0.04 | 0.042 | 0.044 | 0.045 | 0 | 0 | 0 | 0 | 0 | 0 | 0 | 0 | 0 | 0
Brentwood-Jamestown Road | 0.36408 | 0.65 | 0 |  | 5441 | 0.283 | 0.01 | 0.009 | 0.003 | 0.025 | 0.034083 | 52.0125 | 5450 | 5470 | 5520 | 5570 | 5620 | Burke | 0.31 | 0.325 | 0.34 | 0.355 | 0.37 | 0.01 | 0.01 | 0.01 | 0.01 | 0.01 | 0.009 | 0.009 | 0.009 | 0.009 | 0.009 | 0.003 | 0.003 | 0.003 | 0.003 | 0.003 | 0.027 | 0.027 | 0.027 | 0.027 | 0.027 | 0.045 | 0.047 | 0.049 | 0.051 | 0.053 | 0 | 0 | 0 | 0 | 0 | 0 | 0 | 0 | 0 | 0
Concord | 13.6148 | 28.75 | 2.023 |  | 110139 | 5.21 | 1.967 | 0.43 | 0.003 | 1.682 | 2.2998 | 47.3039 | 115222 | 136304 | 155341 | 168667 | 176662 | Cabarrus | 5.499 | 6.701 | 7.866 | 8.797 | 9.49 | 2.076 | 2.53 | 2.97 | 3.321 | 3.583 | 0.454 | 0.553 | 0.649 | 0.726 | 0.783 | 0.003 | 0.004 | 0.005 | 0.005 | 0.005 | 1.775 | 2.163 | 2.539 | 2.84 | 3.064 | 2.963 | 3.097 | 3.052 | 2.779 | 2.333 | 0 | 3 | 3 | 3 | 0 | 0 | 0 | 0 | 0 | 0
Mt. Pleasant | 0.24875 | 1.5 | 0 |  | 1802 | 0.179 | 0.008 | 0.005 | 0.003 | 0.017 | 0.03675 | 99.3341 | 2343 | 3302 | 4473 | 5432 | 6603 | Cabarrus | 0.22 | 0.31 | 0.42 | 0.51 | 0.62 | 0.01 | 0.012 | 0.015 | 0.02 | 0.03 | 0.003 | 0.003 | 0.003 | 0.003 | 0.003 | 0.002 | 0.002 | 0.002 | 0.002 | 0.002 | 0.025 | 0.025 | 0.025 | 0.025 | 0.025 | 0.014 | 0.019 | 0.025 | 0.03 | 0.037 | 0 | 0 | 0 | 0 | 0 | 0 | 0 | 0 | 0 | 0
Harrisburg | 1.32 | 2.036 | 0.001 |  | 17127 | 1.063 | 0.026 | 0.005 | 0.001 | 0.002 | 0.222 | 62.0657 | 18800 | 21000 | 24000 | 26500 | 27800 | Cabarrus | 1.1 | 1.3 | 1.5 | 1.63 | 1.68 | 0.03 | 0.038 | 0.042 | 0.044 | 0.048 | 0.006 | 0.009 | 0.01 | 0.012 | 0.014 | 0.002 | 0.004 | 0.006 | 0.008 | 0.009 | 0.001 | 0.002 | 0.002 | 0.002 | 0.003 | 0.146 | 0.16 | 0.179 | 0.199 | 0.219 | 0 | 0 | 0 | 0 | 0 | 0 | 0 | 0 | 0 | 0
Water and Sewer Authority of Cabarrus | ERROR | 16.2 | 0 |  | 0 | 0 | 0 | 0 | 0 | 0 | #VALUE! | ERROR | 0 | 0 | 0 | 0 | 0 | Cabarrus | 0 | 0 | 0 | 0 | 0 | 0 | 0 | 0 | 0 | 0 | 0 | 0 | 0 | 0 | 0 | 0 | 0 | 0 | 0 | 0 | 0 | 0 | 0 | 0 | 0 | 0 | 0 | 0 | 0 | 0 | 0 | 0 | 0 | 0 | 0 | 0 | 0 | 0 | 0 | 0
Lenoir | 6.1391 | 12 | 2.21 |  | 21917 | 1.7 | 0.929 | 0.103 | 0.224 | 0.254 | 0.71908 | 77.5654 | 21990 | 22650 | 23330 | 24379 | 25000 | Caldwell | 1.701 | 1.707 | 1.71 | 1.74 | 1.8 | 0.949 | 0.95 | 0.957 | 0.959 | 0.961 | 0.2 | 0.217 | 0.22 | 0.222 | 0.225 | 0.223 | 0.227 | 0.28 | 0.18 | 0.18 | 0.153 | 0.154 | 0.154 | 0.154 | 0.154 | 0.628 | 0.628 | 0.634 | 0.641 | 0.656 | 0 | 0 | 0 | 0 | 0 | 0 | 0 | 0 | 0 | 0
Baton Water Corporation | 0.55167 | 0.333 | 0.011 |  | 6464 | 0.352 | 0.016 | 0.002 | 0.015 | 0.01 | 0.14567 | 54.4554 | 6503 | 6633 | 6766 | 6901 | 7039 | Caldwell | 0.354 | 0.361 | 0.368 | 0.375 | 0.382 | 0.016 | 0.016 | 0.016 | 0.016 | 0.016 | 0.002 | 0.002 | 0.002 | 0.002 | 0.002 | 0.015 | 0.015 | 0.015 | 0.015 | 0.015 | 0.01 | 0.01 | 0.01 | 0.01 | 0.01 | 0.147 | 0.149 | 0.152 | 0.155 | 0.157 | 0.735 | 0 | 0 | 0 | 0 | 0 | 0 | 0 | 0 | 0
Granite Falls | 1.1721 | 2.5 | 0.429 |  | 5872 | 0.269 | 0.076 | 0.014 | 0.028 | 0.096 | 0.26008 | 45.8106 | 5863 | 5833 | 5804 | 5775 | 5746 | Caldwell | 0.269 | 0.267 | 0.266 | 0.265 | 0.263 | 0.076 | 0.076 | 0.075 | 0.075 | 0.074 | 0.014 | 0.014 | 0.014 | 0.014 | 0.014 | 0.027 | 0.027 | 0.027 | 0.027 | 0.026 | 0.096 | 0.095 | 0.095 | 0.094 | 0.094 | 0.259 | 0.258 | 0.257 | 0.256 | 0.254 | 0 | 0 | 0 | 0 | 0 | 0 | 0 | 0 | 0 | 0
Rhodhiss | 0.0335 | 0.15 | 0 |  | 1072 | 0.032 | 0.002 | 0 | 0 | 0.001 | -0.0015 | 29.8507 | 1072 | 1072 | 1072 | 1072 | 1072 | Caldwell | 0.032 | 0.032 | 0.032 | 0.032 | 0.032 | 0.002 | 0.002 | 0.002 | 0.002 | 0.002 | 0 | 0 | 0 | 0 | 0 | 0 | 0 | 0 | 0 | 0 | 0.001 | 0.001 | 0.001 | 0.001 | 0.001 | 0.012 | 0.012 | 0.012 | 0.012 | 0.012 | 0 | 0 | 0 | 0 | 0 | 0 | 0 | 0 | 0 | 0
Sawmills | 0.25883 | 0.35 | 0 |  | 5240 | 0.235 | 0.007 | 0.002 | 0.004 | 0.006 | 0.0048333 | 44.8473 | 5245 | 5260 | 5275 | 5290 | 5305 | Caldwell | 0.235 | 0.235 | 0.235 | 0.235 | 0.235 | 0.009 | 0.009 | 0.009 | 0.009 | 0.009 | 0.002 | 0.002 | 0.002 | 0.002 | 0.002 | 0.002 | 0.002 | 0.002 | 0.002 | 0.002 | 0.006 | 0.006 | 0.006 | 0.006 | 0.006 | 0.014 | 0.014 | 0.014 | 0.014 | 0.014 | 0 | 0 | 0.325 | 0 | 0 | 0 | 0 | 0 | 0 | 0
Caldwell Co (West) | 0.63767 | 0.657 | 0 |  | 8223 | 0.395 | 0.049 | 0.04 | 0.055 | 0.001 | 0.097667 | 48.036 | 8200 | 8250 | 8300 | 8350 | 8400 | Caldwell | 0.39 | 0.389 | 0.389 | 0.388 | 0.387 | 0.047 | 0.047 | 0.047 | 0.046 | 0.045 | 0.04 | 0.04 | 0.039 | 0.039 | 0.038 | 0.055 | 0.055 | 0.054 | 0.054 | 0.053 | 0.001 | 0.001 | 0.001 | 0.001 | 0.001 | 0.097 | 0.097 | 0.096 | 0.096 | 0.095 | 0.13 | 0 | 0 | 0 | 0 | 0 | 0 | 0 | 0 | 0
Caldwell Co (Southeast) | 1.0423 | 1.242 | 0.056 |  | 14315 | 0.787 | 0.035 | 0.079 | 0.015 | 0.001 | 0.069333 | 54.9773 | 14253 | 14353 | 14453 | 14553 | 14653 | Caldwell | 0.753 | 0.753 | 0.752 | 0.752 | 0.751 | 0.035 | 0.035 | 0.034 | 0.034 | 0.033 | 0.076 | 0.076 | 0.076 | 0.075 | 0.075 | 0.012 | 0.012 | 0.011 | 0.011 | 0.01 | 0.001 | 0.001 | 0.001 | 0.001 | 0.001 | 0.071 | 0.071 | 0.071 | 0.07 | 0.07 | 0 | 0 | 0 | 0 | 0 | 0 | 0 | 0 | 0 | 0
Caldwell Co (North) | 0.036333 | 0.039 | 0 |  | 240 | 0.008 | 0.001 | 0.026 | 0.001 | 0 | 0.00033333 | 33.3333 | 240 | 240 | 245 | 250 | 255 | Caldwell | 0.007 | 0.007 | 0.007 | 0.006 | 0.006 | 0.001 | 0.001 | 0.001 | 0.001 | 0.001 | 0.026 | 0.026 | 0.025 | 0.025 | 0.024 | 0.001 | 0.001 | 0.001 | 0.001 | 0.001 | 0 | 0 | 0 | 0 | 0 | 0 | 0 | 0 | 0 | 0 | 0.005 | 0 | 0 | 0 | 0 | 0 | 0 | 0 | 0 | 0
Hickory | 12.1653 | 32 | 5.648 |  | 53922 | 3.059 | 2.659 | 0 | 0 | 0.593 | 0.20625 | 56.7301 | 54500 | 55010 | 58010 | 60910 | 61598 | Catawba | 3.418 | 3.76 | 4.061 | 4.264 | 4.312 | 2.979 | 3.276 | 3.539 | 3.716 | 3.757 | 0 | 0 | 0 | 0 | 0 | 0 | 0 | 0 | 0 | 0 | 0.537 | 0.562 | 0.569 | 0.587 | 0.604 | 1.193 | 1.3 | 1.4 | 1.4 | 1.4 | 0 | 0 | 0 | 0 | 0 | 0 | 0 | 0 | 0 | 0
Newton | 3.6313 | 8 | 1.81 |  | 13027 | 0.832 | 0.226 | 0.149 | 0 | 0.23 | 0.38433 | 63.8674 | 15050 | 18060 | 21672 | 24000 | 31270 | Catawba | 1.357 | 1.52 | 1.824 | 2.189 | 2.627 | 0.58 | 0.66 | 0.75 | 0.85 | 0.96 | 0.21 | 0.277 | 0.313 | 0.354 | 0.4 | 0 | 0 | 0 | 0 | 0 | 0.322 | 0.333 | 0.332 | 0.375 | 0.424 | 0.321 | 0.35 | 0.385 | 0.441 | 0.495 | 0 | 0 | 0 | 0 | 0 | 0 | 0 | 0 | 0 | 0
Conover | 1.5751 | 3 | 0.266 |  | 14453 | 0.679 | 0.177 | 0.143 | 0.087 | 0.032 | 0.19108 | 46.9799 | 14670 | 15037 | 15412 | 15721 | 16035 | Catawba | 0.689 | 0.706 | 0.724 | 0.739 | 0.753 | 0.18 | 0.184 | 0.189 | 0.193 | 0.196 | 0.145 | 0.149 | 0.152 | 0.156 | 0.159 | 0.088 | 0.091 | 0.093 | 0.095 | 0.097 | 0.032 | 0.033 | 0.034 | 0.035 | 0.036 | 0.194 | 0.199 | 0.204 | 0.208 | 0.212 | 0 | 0 | 0 | 6 | 0 | 0 | 0 | 0 | 0 | 0
Longview | 1.275 | 5 | 0.03 |  | 4894 | 0.765 | 0.51 | 0 | 0 | 0.1 | -0.13 | 156.3139 | 4989 | 5141 | 5297 | 5458 | 5624 | Catawba | 0.788 | 0.81 | 0.834 | 0.8568 | 0.88 | 0.5916 | 0.612 | 0.6273 | 0.6477 | 0.6681 | 0 | 0 | 0 | 0 | 0 | 0 | 0 | 0 | 0 | 0 | 0.1 | 0.1 | 0.1 | 0.1 | 0.1 | 0.095 | 0.095 | 0.101 | 0.101 | 0.101 | 0 | 0 | 0 | 0 | 0 | 0 | 0 | 0 | 0 | 0
Maiden | 0.928 | 3 | 0 |  | 4875 | 0.212 | 0.037 | 0.524 | 0.034 | 0.005 | 0.116 | 43.4872 | 5345 | 6345 | 7345 | 8945 | 9945 | Catawba | 0.224 | 0.266 | 0.31 | 0.376 | 0.418 | 0.072 | 0.075 | 0.077 | 0.08 | 0.083 | 1.023 | 1.057 | 1.093 | 1.129 | 1.165 | 0.02 | 0.021 | 0.022 | 0.023 | 0.024 | 0.018 | 0.02 | 0.025 | 0.028 | 0.03 | 0.194 | 0.206 | 0.218 | 0.234 | 0.246 | 0 | 0 | 0 | 0 | 0 | 0 | 0 | 0 | 0 | 0
Claremont | 0.26352 | 0.58 | 0 |  | 2298 | 0.097 | 0 | 0.154 | 0 | 0.001 | 0.011517 | 42.2106 | 2343 | 2390 | 2438 | 2487 | 2537 | Catawba | 0.102 | 0.105 | 0.107 | 0.109 | 0.111 | 0 | 0 | 0 | 0 | 0 | 0.168 | 0.171 | 0.175 | 0.178 | 0.182 | 0 | 0 | 0 | 0 | 0 | 0.01 | 0.01 | 0.011 | 0.011 | 0.011 | 0.0136 | 0.017 | 0.018 | 0.019 | 0.019 | 0 | 0 | 0 | 0 | 0 | 0 | 0 | 0 | 0 | 0
Hickory Catawba System | 0.048 | 0.225 | 0 |  | 1016 | 0.04 | 0.007 | 0 | 0 | 0.001 | 0 | 39.3701 | 1047 | 1077 | 1110 | 1140 | 1160 | Catawba | 0.048 | 0.049 | 0.05 | 0.052 | 0.054 | 0.008 | 0.009 | 0.01 | 0.011 | 0.011 | 0 | 0 | 0 | 0 | 0 | 0 | 0 | 0 | 0 | 0 | 0.026 | 0.028 | 0.029 | 0.031 | 0.034 | 0.015 | 0.015 | 0.015 | 0.016 | 0.016 | 0 | 0 | 0 | 0 | 0 | 0 | 0 | 0 | 0 | 0
Shamrock Park Subdivision - City of Claremont | 0.0054167 | 0.032 | 0 |  | 182 | 0.005 | 0 | 0 | 0 | 0.001 | -0.00058333 | 27.4725 | 186 | 191 | 196 | 201 | 204 | Catawba | 0.005 | 0.005 | 0.006 | 0.006 | 0.006 | 0 | 0 | 0 | 0 | 0 | 0 | 0 | 0 | 0 | 0 | 0 | 0 | 0 | 0 | 0 | 0.001 | 0.001 | 0.001 | 0.001 | 0.001 | 0.001 | 0.001 | 0.001 | 0.001 | 0.001 | 0 | 0 | 0 | 0 | 0 | 0 | 0 | 0 | 0 | 0
Murphy | 0.77183 | 13 | 0 |  | 4250 | 0.123 | 0.276 | 0.037 | 0.058 | 0.05 | 0.22783 | 28.9412 | 4685 | 5201 | 5773 | 6408 | 7113 | Cherokee | 0.141 | 0.156 | 0.173 | 0.192 | 0.213 | 0.27 | 0.275 | 0.281 | 0.287 | 0.293 | 0.126 | 0.129 | 0.131 | 0.134 | 0.137 | 0.092 | 0.094 | 0.096 | 0.098 | 0.1 | 0.06 | 0.07 | 0.08 | 0.09 | 0.1 | 0.2888 | 0.3034 | 0.3189 | 0.3357 | 0.3533 | 0 | 0 | 0 | 0 | 0 | 0 | 0 | 0 | 0 | 0
Andrews | 0.64558 | 1.6 | 0 |  | 3370 | 0.26 | 0.13 | 0.06 | 0.01 | 0.085 | 0.10058 | 77.1513 | 3441 | 3685 | 3945 | 4224 | 4522 | Cherokee | 0.293 | 0.313 | 0.335 | 0.359 | 0.384 | 0.135 | 0.15 | 0.165 | 0.18 | 0.195 | 0.037 | 0.04 | 0.045 | 0.049 | 0.055 | 0.004 | 0.004 | 0.004 | 0.005 | 0.005 | 0.095 | 0.1 | 0.1 | 0.1 | 0.1 | 0.155 | 0.167 | 0.179 | 0.191 | 0.203 | 0 | 0 | 0 | 0 | 0 | 0 | 0 | 0 | 0 | 0
Clay Co WSD | 0.17708 | 0.569 | 0 |  | 1387 | 0.047 | 0.04 | 0.004 | 0.013 | 0.049 | 0.024083 | 33.8861 | 1413 | 1788 | 2020 | 2500 | 3009 | Clay | 0.056 | 0.065 | 0.085 | 0.095 | 0.11 | 0.045 | 0.05 | 0.07 | 0.09 | 0.11 | 0.01 | 0.02 | 0.03 | 0.04 | 0.05 | 0.02 | 0.029 | 0.033 | 0.039 | 0.046 | 0.05 | 0.052 | 0.055 | 0.058 | 0.06 | 0.023 | 0.032 | 0.039 | 0.047 | 0.056 | 0 | 0 | 0 | 0 | 0 | 0 | 0 | 0 | 0 | 0
Shelby | 5.8548 | 18 | 0.36003 |  | 20323 | 1.258 | 0.333 | 1.764 | 0.4 | 0.65 | 1.0898 | 61.9003 | 20562 | 20651 | 20740 | 20828 | 20920 | Cleveland | 1.315 | 1.527 | 1.772 | 2.056 | 2.386 | 0.338 | 0.355 | 0.373 | 0.393 | 0.413 | 1.791 | 2.562 | 2.658 | 2.76 | 2.866 | 0.406 | 0.427 | 0.449 | 0.472 | 0.496 | 0.65 | 0.65 | 0.65 | 0.65 | 0.65 | 1.278 | 1.363 | 1.459 | 1.567 | 1.688 | 0 | 0 | 0 | 0 | 0 | 0 | 0 | 0 | 0 | 0
Kings Mountain | 2.2012 | 23 | 0.068 |  | 10719 | 0.957 | 0.288 | 0.458 | 0.067 | 0.038 | 0.32517 | 89.2807 | 13874 | 14000 | 15000 | 16061 | 16864 | Cleveland | 1.166 | 1.224 | 1.285 | 1.35 | 1.418 | 0.317 | 0.321 | 0.325 | 0.329 | 0.333 | 2.736 | 2.6 | 2.5 | 2.5 | 2.5 | 0.28 | 0.294 | 0.308 | 0.324 | 0.34 | 0.112 | 0.118 | 0.123 | 0.13 | 0.137 | 0.621 | 0.602 | 0.596 | 0.608 | 0.617 | 0 | 0 | 0 | 0 | 0 | 0 | 0 | 0 | 0 | 0
Boiling Springs | 0.346 | 1 | 0 |  | 4819 | 0.16 | 0.051 | 0.008 | 0.102 | 0.01 | 0.015 | 33.2019 | 4850 | 5000 | 5300 | 5600 | 5900 | Cleveland | 0.185 | 0.195 | 0.205 | 0.21 | 0.255 | 0.065 | 0.07 | 0.08 | 0.085 | 0.09 | 0.012 | 0.013 | 0.014 | 0.015 | 0.016 | 0.116 | 0.118 | 0.123 | 0.128 | 0.132 | 0.016 | 0.017 | 0.018 | 0.019 | 0.02 | 0.033 | 0.035 | 0.037 | 0.039 | 0.043 | 0 | 0 | 0 | 0 | 0 | 0 | 0 | 0 | 0 | 0
Grover | 0.068167 | 0.25 | 0 |  | 700 | 0.034 | 0.015 | 0.001 | 0.001 | 0.007 | 0.010167 | 48.5714 | 704 | 711 | 718 | 725 | 733 | Cleveland | 0.034 | 0.034 | 0.034 | 0.034 | 0.034 | 0.015 | 0.015 | 0.015 | 0.015 | 0.015 | 0.001 | 0.001 | 0.001 | 0.001 | 0.001 | 0.001 | 0.001 | 0.001 | 0.001 | 0.001 | 0.007 | 0.007 | 0.007 | 0.007 | 0.007 | 0.01 | 0.01 | 0.01 | 0.01 | 0.01 | 0 | 0 | 0 | 0 | 0 | 0 | 0 | 0 | 0 | 0
Fallston Water System | 0.039917 | 0.079 | 0 |  | 589 | 0.027 | 0.009 | 0 | 0 | 0.001 | 0.0029167 | 45.8404 | 591 | 593 | 598 | 604 | 610 | Cleveland | 0.027 | 0.027 | 0.027 | 0.027 | 0.027 | 0.009 | 0.01 | 0.011 | 0.012 | 0.013 | 0 | 0 | 0 | 0 | 0 | 0 | 0 | 0 | 0 | 0 | 0.001 | 0.001 | 0.001 | 0.001 | 0.001 | 0.002 | 0.002 | 0.002 | 0.002 | 0.002 | 0 | 0 | 0 | 0 | 0 | 0 | 0 | 0 | 0 | 0
Lawndale | 0.0048333 | 0.08 | 0 |  | 636 | 0.027 | 0.002 | 0 | 0 | 0.001 | -0.025167 | 42.4528 | 639 | 645 | 651 | 657 | 663 | Cleveland | 0.027 | 0.027 | 0.027 | 0.027 | 0.028 | 0.002 | 0.002 | 0.002 | 0.002 | 0.002 | 0 | 0 | 0 | 0 | 0 | 0 | 0 | 0 | 0 | 0 | 0.001 | 0.001 | 0.001 | 0.001 | 0.001 | 0.005 | 0.005 | 0.005 | 0.005 | 0.005 | 0 | 0 | 0 | 0 | 0 | 0 | 0 | 0 | 0 | 0
Cleveland County Water | 4.2685 | 10 | 0.022192 |  | 51292 | 2.602 | 0.323 | 0.362 | 0.066 | 0.415 | 0.47831 | 50.7292 | 53000 | 56919 | 62383 | 68371 | 73236 | Cleveland | 2.994 | 3.017 | 3.265 | 3.513 | 3.8 | 0.34 | 0.37 | 0.395 | 0.415 | 0.45 | 0.39 | 0.395 | 0.403 | 0.41 | 0.415 | 0.077 | 0.091 | 0.105 | 0.119 | 0.133 | 0.418 | 0.42 | 0.422 | 0.425 | 0.428 | 0.306 | 0.323 | 0.342 | 0.361 | 0.381 | 0 | 0 | 0 | 0 | 0 | 0 | 0 | 0 | 0 | 0
Two Rivers Utilities/Gastonia | 19.0492 | 75 | 1.879 |  | 83640 | 3.985 | 2.146 | 0.631 | 1.141 | 5.58 | 3.6872 | 47.6447 | 83955 | 89799 | 96049 | 102734 | 109884 | Gaston | 4.229 | 5.115 | 6.284 | 7.66 | 9.338 | 2.227 | 2.776 | 3.384 | 4.125 | 5.029 | 0.67 | 0.816 | 0.995 | 1.213 | 1.479 | 1.211 | 1.476 | 1.799 | 2.193 | 2.674 | 4.823 | 3.503 | 3.473 | 3.491 | 3.818 | 3.25 | 2.75 | 2.5 | 2 | 1.75 | 0 | 0 | 0 | 0 | 0 | 0.5 | 0 | 0 | -0.5 | 0
Belmont | 1.9973 | 10 | 0 |  | 11087 | 0.651 | 0.275 | 0.363 | 0.204 | 0.282 | 0.22233 | 58.7174 | 11766 | 14342 | 17483 | 21312 | 25979 | Gaston | 0.691 | 0.842 | 1.027 | 1.251 | 1.525 | 0.292 | 0.356 | 0.434 | 0.529 | 0.644 | 0.385 | 0.47 | 0.572 | 0.698 | 0.851 | 0.216 | 0.264 | 0.322 | 0.392 | 0.478 | 0.299 | 0.365 | 0.445 | 0.542 | 0.661 | 0.233 | 0.285 | 0.347 | 0.423 | 0.515 | 0 | 0 | 0 | 0 | 0 | 0 | 0 | 0 | 0 | 0
Mount Holly | 2.5372 | 13.5 | 0.512 |  | 17200 | 0.97 | 0.137 | 0.482 | 0.034 | 0.18 | 0.22225 | 56.3953 | 18309 | 22520 | 27699 | 34070 | 41906 | Gaston | 1.065 | 1.1 | 1.612 | 1.982 | 2.438 | 0.162 | 0.178 | 0.196 | 0.215 | 0.237 | 0.499 | 0.549 | 0.604 | 0.665 | 0.731 | 0.036 | 0.04 | 0.044 | 0.048 | 0.053 | 0.127 | 0.139 | 0.153 | 0.168 | 0.185 | 0.45 | 0.3877 | 0.231 | 0.272 | 0.322 | 0 | 0 | 0 | 0 | 0 | 0 | 0 | 0 | 0 | 0
Bessemer City | 1.2409 | 4.031 | 0 |  | 5484 | 0.26 | 0.046 | 0.652 | 0 | 0.065 | 0.21792 | 47.4106 | 5500 | 5600 | 5700 | 5800 | 5900 | Gaston | 0.275 | 0.285 | 0.295 | 0.305 | 0.315 | 0.048 | 0.05 | 0.053 | 0.057 | 0.06 | 0.7 | 0.75 | 0.8 | 0.85 | 0.86 | 0 | 0 | 0 | 0 | 0 | 0.035 | 0.04 | 0.045 | 0.05 | 0.055 | 0.276 | 0.294 | 0.312 | 0.33 | 0.338 | 0 | 0 | 0 | 0 | 0 | 0 | 0 | 0 | 0 | 0
Cherryville | 0.55592 | 3.2 | 0 |  | 5800 | 0.298 | 0.072 | 0.036 | 0.009 | 0.11 | 0.030917 | 51.3793 | 6786 | 8211 | 9935 | 12021 | 14546 | Gaston | 0.679 | 0.821 | 0.994 | 1.202 | 1.45 | 0.074 | 0.089 | 0.11 | 0.13 | 0.158 | 0.04 | 0.041 | 0.042 | 0.044 | 0.046 | 0.01 | 0.011 | 0.013 | 0.014 | 0.016 | 0.072 | 0.072 | 0.074 | 0.074 | 0.075 | 0.14 | 0.17 | 0.21 | 0.25 | 0.31 | 0 | 0 | 0 | 0 | 0 | 0 | 0 | 0 | 0 | 0
Ranlo | 0.38008 | 0.5 | 0 |  | 3625 | 0.185 | 0.059 | 0.03 | 0 | 0.012 | 0.094083 | 51.0345 | 3453 | 3626 | 3807 | 3997 | 4197 | Gaston | 0.187 | 0.19 | 0.199 | 0.208 | 0.218 | 0.06 | 0.062 | 0.064 | 0.065 | 0.067 | 0.031 | 0.032 | 0.034 | 0.035 | 0.037 | 0 | 0 | 0 | 0 | 0 | 0.014 | 0.015 | 0.015 | 0.016 | 0.016 | 0.049 | 0.052 | 0.054 | 0.057 | 0.06 | 0 | 0 | 0 | 0 | 0 | 0 | 0 | 0 | 0 | 0
Stanley | 0.52792 | 1.2 | 0 |  | 5339 | 0.177 | 0.0315 | 0.2035 | 0.0143 | 0.024 | 0.077617 | 33.1523 | 5499 | 6029 | 6559 | 7089 | 7619 | Gaston | 0.1823 | 0.2005 | 0.2205 | 0.2426 | 0.2668 | 0.0324 | 0.0356 | 0.0392 | 0.0431 | 0.0475 | 0.2096 | 0.2305 | 0.2536 | 0.2789 | 0.3068 | 0.0147 | 0.0162 | 0.0178 | 0.0196 | 0.0215 | 0.0247 | 0.0271 | 0.0299 | 0.0329 | 0.0361 | 0.0635 | 0.0699 | 0.0769 | 0.0846 | 0.093 | 0 | 0 | 0 | 0 | 0 | 0 | 0 | 0 | 0 | 0
McAdenville | 0.31442 | 1 | 0 |  | 725 | 0.047 | 0.006 | 0.231 | 0.003 | 0.01 | 0.017417 | 64.8276 | 745 | 910 | 1110 | 1350 | 1650 | Gaston | 0.047 | 0.057 | 0.07 | 0.085 | 0.104 | 0.008 | 0.01 | 0.02 | 0.02 | 0.03 | 0.18 | 0.2 | 0.2 | 0.2 | 0.2 | 0.004 | 0.006 | 0.008 | 0.01 | 0.011 | 0.017 | 0.017 | 0.017 | 0.017 | 0.017 | 0.021 | 0.02 | 0.02 | 0.02 | 0.02 | 0 | 0 | 0 | 0 | 0 | 0 | 0 | 0 | 0 | 0
Lowell | 0.34492 | 0.618 | 0 |  | 3665 | 0.195 | 0.041 | 0 | 0.01 | 0.025 | 0.073917 | 53.206 | 4160 | 4344 | 4528 | 4712 | 4896 | Gaston | 0.212 | 0.22 | 0.23 | 0.24 | 0.249 | 0.033 | 0.035 | 0.036 | 0.038 | 0.039 | 0 | 0 | 0 | 0 | 0 | 0.008 | 0.008 | 0.009 | 0.009 | 0.01 | 0.032 | 0.034 | 0.036 | 0.038 | 0.04 | 0.021 | 0.02 | 0.019 | 0.018 | 0.017 | 0 | 0 | 0 | 0 | 0 | 0 | 0 | 0 | 0 | 0
Dallas | 0.62425 | 1 | 0 |  | 5916 | 0.315 | 0.171 | 0 | 0 | 0.038 | 0.10025 | 53.2454 | 5975 | 6034 | 6094 | 6154 | 6216 | Gaston | 0.324 | 0.328 | 0.33 | 0.335 | 0.34 | 0.207 | 0.208 | 0.209 | 0.21 | 0.211 | 0 | 0 | 0 | 0 | 0 | 0 | 0 | 0 | 0 | 0 | 0.039 | 0.039 | 0.039 | 0.039 | 0.039 | 0.059 | 0.059 | 0.059 | 0.059 | 0.059 | 0 | 0 | 0 | 0 | 0 | 0 | 0 | 0 | 0 | 0
High Shoals | 0.0442 | 0.1 | 0 |  | 700 | 0.028 | 0.004 | 0 | 0.007 | 0.001 | 0.0042 | 40 | 700 | 710 | 720 | 730 | 750 | Gaston | 0.033 | 0.033 | 0.034 | 0.034 | 0.034 | 0.009 | 0.012 | 0.015 | 0.02 | 0.02 | 0 | 0.007 | 0.009 | 0.01 | 0.01 | 0.007 | 0.007 | 0.007 | 0.007 | 0.007 | 0.001 | 0.001 | 0.001 | 0.001 | 0.001 | 0.005 | 0.005 | 0.005 | 0.005 | 0.005 | 0 | 0 | 0 | 0 | 0 | 0 | 0 | 0 | 0 | 0
Robbinsville | 0.28692 | 1.07 | 0 |  | 3063 | 0.101 | 0.041 | 0 | 0.022 | 0.025 | 0.097917 | 32.9742 | 3500 | 3900 | 4400 | 4500 | 4800 | Graham | 0.175 | 0.195 | 0.22 | 0.225 | 0.24 | 0.1 | 0.105 | 0.11 | 0.115 | 0.12 | 0 | 0 | 0 | 0 | 0 | 0.04 | 0.045 | 0.05 | 0.055 | 0.06 | 0.056 | 0.062 | 0.07 | 0.072 | 0.077 | 0.14 | 0.13 | 0.12 | 0.11 | 0.1 | 0 | 0 | 0 | 0 | 0 | 0 | 0 | 0 | 0 | 0
Fontana Dam | 0.25708 | 0.5 | 0 |  | 25 | 0.002 | 0.023 | 0 | 0 | 0.007 | 0.22508 | 80 | 30 | 30 | 30 | 30 | 30 | Graham | 0.002 | 0.002 | 0.002 | 0.002 | 0.002 | 0.023 | 0.023 | 0.023 | 0.023 | 0.023 | 0 | 0 | 0 | 0 | 0 | 0 | 0 | 0 | 0 | 0 | 0.007 | 0.007 | 0.007 | 0.007 | 0.007 | 0.225 | 0.225 | 0.225 | 0.225 | 0.225 | 0 | 0 | 0 | 0 | 0 | 0 | 0 | 0 | 0 | 0
Lake Santeetlah | 0.011583 | 0.099 | 0 |  | 50 | 0.008 | 0 | 0 | 0 | 0.001 | 0.0025833 | 160 | 70 | 80 | 90 | 100 | 110 | Graham | 0.024 | 0.027 | 0.028 | 0.031 | 0.032 | 0 | 0 | 0 | 0 | 0 | 0 | 0 | 0 | 0 | 0 | 0 | 0 | 0 | 0 | 0 | 0.002 | 0.002 | 0.003 | 0.003 | 0.003 | 0.006 | 0.006 | 0.007 | 0.008 | 0.008 | 0 | 0 | 0 | 0 | 0 | 0 | 0 | 0 | 0 | 0
Waynesville | 3.4512 | 10.5 | 0.498 |  | 17000 | 0.671 | 0.324 | 0.862 | 0 | 0.065 | 1.0312 | 39.4706 | 17350 | 19000 | 20800 | 22600 | 24500 | Haywood | 0.75 | 0.81 | 0.9 | 0.98 | 1.05 | 0.35 | 0.39 | 0.42 | 0.44 | 0.46 | 0.25 | 0.265 | 0.28 | 0.3 | 0.32 | 0 | 0 | 0 | 0 | 0 | 0.08 | 0.09 | 0.1 | 0.105 | 0.11 | 1.4 | 1.3 | 1.2 | 1.1 | 1 | 0 | 0 | 0 | 0 | 0 | 0 | 0 | 0 | 0 | 0
Canton | 1.2379 | 6.8 | 0.23 |  | 4252 | 0.33 | 0.014 | 0.013 | 0.013 | 0.55 | 0.087917 | 77.6105 | 4814 | 5189 | 5594 | 6030 | 6050 | Haywood | 0.385 | 0.415 | 0.447 | 0.482 | 0.5 | 0.176 | 0.199 | 0.204 | 0.22 | 0.225 | 0.154 | 0.166 | 0.179 | 0.193 | 0.2 | 0.012 | 0.013 | 0.014 | 0.015 | 0.016 | 0.037 | 0.042 | 0.045 | 0.046 | 0.047 | 0.327 | 0.357 | 0.38 | 0.409 | 0.4 | 0 | 0 | 0 | 0 | 0 | 0 | 0 | 0 | 0 | 0
Clyde | 0.21075 | 1 | 0 |  | 2993 | 0.129 | 0.008 | 0 | 0.003 | 0.012 | 0.05875 | 43.1006 | 3020 | 3111 | 3204 | 3300 | 3399 | Haywood | 0.133 | 0.137 | 0.141 | 0.145 | 0.15 | 0.013 | 0.014 | 0.016 | 0.017 | 0.018 | 0 | 0 | 0 | 0 | 0 | 0.004 | 0.004 | 0.004 | 0.005 | 0.005 | 0 | 0 | 0 | 0 | 0 | 0.04 | 0.04 | 0.04 | 0.04 | 0.04 | 0 | 0 | 0 | 0 | 0 | 0 | 0 | 0 | 0 | 0
Junaluska SD | 0.35183 | 0.75 | 0 |  | 4710 | 0.188 | 0.038 | 0 | 0.075 | 0.001 | 0.049833 | 39.9151 | 4770 | 4850 | 4945 | 5110 | 5225 | Haywood | 0.215 | 0.218 | 0.223 | 0.23 | 0.235 | 0.039 | 0.041 | 0.043 | 0.045 | 0.048 | 0 | 0 | 0 | 0 | 0 | 0.095 | 0.097 | 0.099 | 0.101 | 0.104 | 0.001 | 0.001 | 0.001 | 0.001 | 0.001 | 0.047 | 0.051 | 0.054 | 0.057 | 0.06 | 0 | 0 | 0 | 0 | 0 | 0 | 0 | 0 | 0 | 0
Maggie Valley SD | 0.99267 | 4.5 | 0 |  | 9290 | 0.471 | 0.23 | 0.025 | 0 | 0.099 | 0.16767 | 50.6997 | 10530 | 12530 | 14530 | 16600 | 18800 | Haywood | 0.52 | 0.62 | 0.72 | 0.82 | 0.92 | 0.247 | 0.272 | 0.299 | 0.328 | 0.34 | 0.012 | 0.015 | 0.02 | 0.025 | 0.03 | 0 | 0 | 0 | 0 | 0 | 0.105 | 0.125 | 0.145 | 0.16 | 0.18 | 0.18 | 0.2102 | 0.2411 | 0.2714 | 0.2993 | 0 | 0 | 0 | 0 | 0 | 0 | 0 | 0 | 0 | 0
Hendersonville | 6.8842 | 16.5 | 0.219 |  | 65000 | 2.684 | 1.622 | 0.501 | 0 | 0.005 | 1.8532 | 41.2923 | 68244 | 76049 | 83854 | 91659 | 99464 | Henderson | 4.245 | 5.174 | 6.308 | 7.689 | 9.373 | 1.777 | 2.166 | 2.64 | 3.218 | 3.923 | 0.744 | 0.907 | 1.106 | 1.348 | 1.643 | 0.204 | 0.249 | 0.303 | 0.37 | 0 | 0.101 | 0.124 | 0.151 | 0.184 | 0.2 | 1.46 | 1.78 | 2.17 | 2.645 | 3.127 | 12 | 0 | 0 | 0 | 0 | 0 | 0 | 0 | 0 | 0
Laurel Park | 0.12333 | 0.234 | 0 |  | 1680 | 0.085 | 0.01 | 0 | 0 | 0.003 | 0.025333 | 50.5952 | 1704 | 1730 | 1756 | 1782 | 1809 | Henderson | 0.086 | 0.088 | 0.089 | 0.09 | 0.092 | 0.011 | 0.011 | 0.012 | 0.012 | 0.012 | 0 | 0 | 0 | 0 | 0 | 0 | 0 | 0 | 0 | 0 | 0.003 | 0.003 | 0.003 | 0.003 | 0.003 | 0.0245 | 0.025 | 0.0255 | 0.0257 | 0.0262 | 0 | 0 | 0 | 0 | 0 | 0 | 0 | 0 | 0 | 0
Statesville | 3.1583 | 15 | 0.11597 |  | 26506 | 1.21 | 1.08 | 0.131 | 0 | 0.05 | 0.57136 | 45.65 | 26974 | 29671 | 32638 | 35902 | 39492 | Iredell | 1.269 | 1.396 | 1.536 | 1.69 | 1.859 | 1.062 | 1.168 | 1.285 | 1.414 | 1.555 | 0.101 | 0.121 | 0.145 | 0.174 | 0.226 | 0.215 | 0.258 | 0.284 | 0.341 | 0.41 | 0.1 | 0.1 | 0.1 | 0.1 | 0.1 | 0.242 | 0.268 | 0.295 | 0.327 | 0.365 | 0 | 0 | 0 | 0 | 0 | 0 | 0 | 0 | 0 | 0
Mooresville | 6.0856 | 18 | 0.141 |  | 31711 | 1.662 | 3.371 | 0 | 0.219 | 0.05 | 0.64258 | 52.4108 | 40980 | 51850 | 62730 | 73600 | 84470 | Iredell | 1.95 | 2.47 | 2.99 | 3.51 | 4.03 | 3.95 | 4.95 | 5.75 | 7.05 | 8.25 | 0 | 0 | 0 | 0 | 0 | 0.24 | 0.29 | 0.35 | 0.42 | 0.5 | 0.1 | 0.105 | 0.11 | 0.115 | 0.12 | 0.938 | 1.176 | 1.384 | 1.669 | 1.939 | 0 | 0 | 0 | 0 | 0 | 0 | 0 | 0 | 0 | 0
Iredell Water Corporation | 1.9344 | 4.145 | 0.004 |  | 23158 | 1.13 | 0.267 | 0.05 | 0.082 | 0.037 | 0.36442 | 48.7952 | 23678 | 28678 | 35338 | 44218 | 56058 | Iredell | 1.24 | 1.491 | 1.838 | 2.299 | 2.915 | 0.233 | 0.245 | 0.258 | 0.28 | 0.28 | 0.097 | 0.102 | 0.108 | 0.114 | 0.114 | 0.044 | 0.046 | 0.049 | 0.052 | 0.052 | 0.018 | 0.018 | 0.018 | 0.018 | 0.018 | 0.349 | 0.407 | 0.486 | 0.591 | 0.723 | 0.144 | 0 | 0 | 0 | 0 | 0 | 0 | 0 | 0 | 0
Troutman | 0.345 | 0.5 | 0 |  | 4210 | 0.203 | 0.058 | 0.008 | 0.001 | 0.007 | 0.068 | 48.2185 | 4336 | 4770 | 5247 | 5772 | 6349 | Iredell | 0.209 | 0.229 | 0.251 | 0.276 | 0.303 | 0.06 | 0.066 | 0.073 | 0.08 | 0.088 | 0.01 | 0.01 | 0.01 | 0.01 | 0.01 | 0.001 | 0.001 | 0.001 | 0.001 | 0.001 | 0.007 | 0.008 | 0.009 | 0.01 | 0.011 | 0.07 | 0.077 | 0.084 | 0.093 | 0.101 | 0 | 1 | 0 | 0 | 0 | 0 | 0 | 0 | 0 | 0
West Iredell Water Company | 0.35667 | 1.2 | 0 |  | 5633 | 0.255 | 0.01 | 0.014 | 0.014 | 0.015 | 0.048667 | 45.269 | 6426 | 7711 | 9253 | 11104 | 13325 | Iredell | 0.312 | 0.368 | 0.434 | 0.512 | 0.604 | 0.007 | 0.008 | 0.009 | 0.011 | 0.013 | 0.007 | 0.008 | 0.009 | 0.011 | 0.013 | 0.018 | 0.021 | 0.025 | 0.03 | 0.035 | 0.003 | 0.003 | 0.004 | 0.004 | 0.004 | 0.055 | 0.065 | 0.077 | 0.091 | 0.107 | 0 | 0 | 0 | 0 | 0 | 0 | 0 | 0 | 0 | 0
The Harbour / The Point | 0.64383 | 1.772 | 0 |  | 4083 | 0.529 | 0.02 | 0 | 0 | 0.011 | 0.083833 | 129.5616 | 4105 | 4499 | 4499 | 4499 | 4499 | Iredell | 0.538 | 0.589 | 0.589 | 0.589 | 0.589 | 0.027 | 0.027 | 0.027 | 0.027 | 0.027 | 0 | 0 | 0 | 0 | 0 | 0 | 0 | 0 | 0 | 0 | 0.008 | 0.008 | 0.008 | 0.008 | 0.008 | 0.09 | 0.098 | 0.098 | 0.098 | 0.098 | 0 | 0 | 0 | 0 | 0 | 0 | 0 | 0 | 0 | 0
Tuckaseigee WS Authority | 0.92017 | 11.2 | 0.008 |  | 6262 | 0.367 | 0.26 | 0.071 | 0.018 | 0.124 | 0.072167 | 58.6075 | 9126 | 10039 | 11043 | 12147 | 13362 | Jackson | 0.401 | 0.441 | 0.485 | 0.534 | 0.588 | 0.33 | 0.363 | 0.4 | 0.44 | 0.5 | 0.077 | 0.085 | 0.094 | 0.103 | 0.113 | 0.014 | 0.016 | 0.018 | 0.02 | 0.022 | 0.086 | 0.095 | 0.105 | 0.116 | 0.128 | 0.186 | 0.205 | 0.226 | 0.248 | 0.277 | 0 | 0 | 0 | 0 | 0 | 0 | 0 | 0 | 0 | 0
Fairfield Sapphire | 0.34425 | 0.644 | 0 |  | 3884 | 0.117 | 0.022 | 0 | 0 | 0.021 | 0.18425 | 30.1236 | 4191 | 4681 | 4747 | 4747 | 4747 | Jackson | 0.132 | 0.138 | 0.139 | 0.139 | 0.139 | 0.018 | 0.03 | 0.03 | 0.03 | 0.03 | 0 | 0 | 0 | 0 | 0 | 0 | 0 | 0 | 0 | 0 | 0.02 | 0.02 | 0.02 | 0.02 | 0.02 | 0.196 | 0.216 | 0.217 | 0.217 | 0.217 | 0 | 0 | 0 | 0 | 0 | 0 | 0 | 0 | 0 | 0
Western Carolina University | 0.297 | 1 | 0 |  | 9200 | 0 | 0 | 0 | 0.233 | 0.003 | 0.061 | 0 | 10120 | 12144 | 14500 | 15400 | 16641 | Jackson | 0 | 0 | 0 | 0 | 0 | 0 | 0 | 0 | 0 | 0 | 0 | 0 | 0 | 0 | 0 | 0.362 | 0.482 | 0.602 | 0.67 | 0.73 | 0.025 | 0.027 | 0.03 | 0.033 | 0.033 | 0.07 | 0.077 | 0.085 | 0.093 | 0.093 | 0 | 0 | 0 | 0 | 0 | 0 | 0 | 0 | 0 | 0
Lincolnton | 2.7166 | 12 | 0.549 |  | 12320 | 0.582 | 0.282 | 0.467 | 0.127 | 0.261 | 0.44858 | 47.2403 | 12823 | 14875 | 17255 | 20015 | 23217 | Lincoln | 0.731 | 0.833 | 0.949 | 1.101 | 1.254 | 0.488 | 0.488 | 0.488 | 0.488 | 0.488 | 1.266 | 1.468 | 1.703 | 1.975 | 2.288 | 0.1 | 0.1 | 0.1 | 0.1 | 0.1 | 0.358 | 0.415 | 0.482 | 0.559 | 0.646 | 0.932 | 1.046 | 1.178 | 1.337 | 1.512 | 0 | 0 | 0 | 0 | 0 | 0 | 0 | 0 | 0 | 0
Lincoln County | 4.3275 | 9.35 | 0.043 |  | 31727 | 2.32 | 0.4 | 0.36 | 0.2 | 0.331 | 0.6735 | 73.1238 | 36438 | 49344 | 64146 | 86726 | 112744 | Lincoln | 2.42 | 3.147 | 4.091 | 5.318 | 6.914 | 0.366 | 0.392 | 0.51 | 0.663 | 0.862 | 0.366 | 0.418 | 0.543 | 0.706 | 0.918 | 0.221 | 0.288 | 0.308 | 0.4 | 0.52 | 0.332 | 0.332 | 0.332 | 0.332 | 0.332 | 0.2103 | 0.2598 | 0.3283 | 0.4211 | 0.5418 | 0 | 0 | 0 | 0 | 0 | 0 | 0 | 0 | 0 | 0
Marion | 1.4488 | 4.1 | 0.067 |  | 8668 | 0.445 | 0.222 | 0.14 | 0.115 | 0.32 | 0.13983 | 51.3383 | 8886 | 9153 | 9427 | 9710 | 10001 | McDowell | 0.484 | 0.491 | 0.499 | 0.506 | 0.514 | 0.222 | 0.233 | 0.244 | 0.257 | 0.27 | 0.209 | 0.21 | 0.211 | 0.212 | 0.213 | 0.256 | 0.258 | 0.261 | 0.264 | 0.267 | 0.36 | 0.351 | 0.342 | 0.335 | 0.327 | 0.127 | 0.128 | 0.129 | 0.13 | 0.132 | 0 | 0 | 0 | 0 | 0 | 0 | 0 | 0 | 0 | 0
Old Fort | 0.30558 | 0.7 | 0 |  | 1770 | 0.06 | 0.053 | 0.07 | 0.008 | 0.02 | 0.094583 | 33.8983 | 1750 | 1750 | 1750 | 1750 | 1750 | McDowell | 0.068 | 0.07 | 0.072 | 0.074 | 0.076 | 0.054 | 0.055 | 0.056 | 0.057 | 0.058 | 0.071 | 0.072 | 0.073 | 0.074 | 0.075 | 0.011 | 0.011 | 0.011 | 0.011 | 0.011 | 0.028 | 0.029 | 0.03 | 0.031 | 0.032 | 0.139 | 0.143 | 0.146 | 0.15 | 0.153 | 0 | 0 | 0 | 0 | 0 | 0 | 0 | 0 | 0 | 0
Franklin | 1.2122 | 3.1 | 0 |  | 3940 | 0.325 | 0.518 | 0 | 0 | 0.022 | 0.34725 | 82.4873 | 9700 | 10767 | 11951 | 13266 | 14725 | Macon | 0.342 | 0.38 | 0.421 | 0.467 | 0.519 | 0.471 | 0.523 | 0.58 | 0.644 | 0.715 | 0 | 0 | 0 | 0 | 0 | 0 | 0 | 0 | 0 | 0 | 0.007 | 0.008 | 0.009 | 0.01 | 0.011 | 0.315 | 0.35 | 0.388 | 0.43 | 0.478 | 0 | 0 | 0 | 0 | 0 | 0 | 0 | 0 | 0 | 0
Highlands | 0.6195 | 4.6 | 0 |  | 928 | 0.204 | 0.134 | 0 | 0 | 0.03 | 0.2515 | 219.8276 | 1614 | 1928 | 2303 | 2751 | 3199 | Macon | 0.675 | 0.809 | 0.97 | 1.163 | 1.356 | 0.225 | 0.269 | 0.322 | 0.385 | 0.448 | 0 | 0 | 0 | 0 | 0 | 0 | 0 | 0 | 0 | 0 | 0.15 | 0.18 | 0.22 | 0.26 | 0.3 | 0.306 | 0.367 | 0.441 | 0.527 | 0.613 | 0 | 0 | 0 | 0 | 0 | 0 | 0 | 0 | 0 | 0
Mars Hill | 0.278 | 0.6 | 0 |  | 3150 | 0.125 | 0.065 | 0.001 | 0.066 | 0.005 | 0.016 | 39.6825 | 3502 | 3902 | 4302 | 4702 | 5102 | Madison | 0.125 | 0.128 | 0.131 | 0.134 | 0.137 | 0.045 | 0.045 | 0.046 | 0.046 | 0.047 | 0.002 | 0.002 | 0.003 | 0.003 | 0.004 | 0.085 | 0.085 | 0.087 | 0.087 | 0.09 | 0.02 | 0.02 | 0.02 | 0.02 | 0.02 | 0.017 | 0.017 | 0.018 | 0.018 | 0.019 | 0 | 0 | 0 | 0 | 0 | 0 | 0 | 0 | 0 | 0
Marshall | 0.12917 | 0.196 | 0 |  | 925 | 0.044 | 0.011 | 0.003 | 0.029 | 0 | 0.042167 | 47.5676 | 933 | 960 | 990 | 1019 | 1050 | Madison | 0.045 | 0.046 | 0.048 | 0.049 | 0.051 | 0.011 | 0.011 | 0.011 | 0.011 | 0.011 | 0.003 | 0.002 | 0.002 | 0.002 | 0.002 | 0.03 | 0.03 | 0.03 | 0.03 | 0.03 | 0 | 0 | 0 | 0 | 0 | 0.037 | 0.038 | 0.039 | 0.039 | 0.04 | 0 | 0 | 0 | 0 | 0 | 0 | 0 | 0 | 0 | 0
Hot Springs | 0.16383 | 0.33 | 0 |  | 650 | 0.1 | 0.03 | 0.003 | 0.004 | 0.001 | 0.025833 | 153.8462 | 650 | 675 | 675 | 700 | 700 | Madison | 0.08 | 0.083 | 0.083 | 0.086 | 0.086 | 0.03 | 0.03 | 0.03 | 0.03 | 0.03 | 0.005 | 0.007 | 0.007 | 0.007 | 0.007 | 0.008 | 0.01 | 0.01 | 0.01 | 0.01 | 0.001 | 0.001 | 0.001 | 0.001 | 0.001 | 0.02 | 0.02 | 0.02 | 0.02 | 0.02 | 0 | 0 | 0 | 0 | 0 | 0 | 0 | 0 | 0 | 0
Charlotte Water | 109.2871 | 276 | 0.10029 |  | 989410 | 58.305 | 19.819 | 2.779 | 4.913 | 13.088 | 10.2828 | 58.9291 | 1058051 | 1277476 | 1447951 | 1656830 | 1894953 | Mecklenburg | 66.12 | 66.8 | 75.8 | 86.9 | 99.5 | 20.87 | 25.7 | 29.4 | 34 | 39.3 | 2.93 | 3.61 | 4.12 | 4.77 | 5.37 | 5.17 | 6.37 | 7.29 | 8.43 | 9.5 | 6.89 | 8.49 | 9.71 | 11.23 | 12.65 | 19.408 | 21.0649 | 23.9404 | 27.4749 | 31.4119 | 0 | 0 | 0 | 0 | 0 | 0.5 | 0 | 0 | 0 | 0
Lamplighter South/Danby | 0.20767 | 0.563 | 0 |  | 3354 | 0.178 | 0.002 | 0 | 0 | 0.016 | 0.011667 | 53.071 | 3367 | 3380 | 3393 | 3393 | 3393 | Mecklenburg | 0.198 | 0.198 | 0.197 | 0.196 | 0.196 | 0.002 | 0.002 | 0.002 | 0.002 | 0.002 | 0 | 0 | 0 | 0 | 0 | 0 | 0 | 0 | 0 | 0 | 0.016 | 0.016 | 0.016 | 0.016 | 0.016 | 0.013 | 0.013 | 0.013 | 0.013 | 0.013 | 0 | 0 | 0 | 0 | 0 | 0 | 0 | 0 | 0 | 0
Bradfield Farms S/D | 0.18458 | 0.433 | 0 |  | 2812 | 0.178 | 0.001 | 0 | 0 | 0.002 | 0.0035833 | 63.3001 | 2814 | 2920 | 2920 | 2920 | 2920 | Mecklenburg | 0.191 | 0.197 | 0.196 | 0.195 | 0.194 | 0.002 | 0.003 | 0.003 | 0.003 | 0.002 | 0 | 0 | 0 | 0 | 0 | 0 | 0 | 0 | 0 | 0 | 0.003 | 0.003 | 0.003 | 0.003 | 0.003 | 0.004 | 0.004 | 0.004 | 0.004 | 0.004 | 0 | 0 | 0 | 0 | 0 | 0 | 0 | 0 | 0 | 0
Spruce Pine | 0.96408 | 2.927 | 0.007 |  | 4500 | 0.308 | 0.417 | 0 | 0 | 0.02 | 0.21208 | 68.4444 | 4500 | 4500 | 4500 | 4500 | 4500 | Mitchell | 0.31 | 0.31 | 0.31 | 0.31 | 0.31 | 0.42 | 0.42 | 0.42 | 0.42 | 0.42 | 0 | 0 | 0 | 0 | 0 | 0 | 0 | 0 | 0 | 0 | 0.02 | 0.02 | 0.02 | 0.02 | 0.02 | 0.3 | 0.25 | 0.23 | 0.22 | 0.21 | 0 | 0 | 0 | 0 | 0 | 0 | 0 | 0 | 0 | 0
Bakersville | 0.063 | 0.066 | 0 |  | 464 | 0.025 | 0.015 | 0 | 0.005 | 0.001 | 0.017 | 53.8793 | 484 | 504 | 524 | 544 | 564 | Mitchell | 0.027 | 0.029 | 0.031 | 0.033 | 0.035 | 0.011 | 0.012 | 0.013 | 0.014 | 0.015 | 0 | 0 | 0 | 0 | 0 | 0.005 | 0.006 | 0.007 | 0.008 | 0.009 | 0.001 | 0.001 | 0.001 | 0.001 | 0.001 | 0.016 | 0.017 | 0.019 | 0.02 | 0.022 | 0.029 | 0 | 0 | 0 | 0 | 0 | 0 | 0 | 0 | 0
Tryon | 0.533 | 2.498 | 0.00082192 |  | 5100 | 0.267 | 0.037 | 0.076 | 0.008 | 0.031 | 0.11318 | 52.3529 | 5115 | 5165 | 5215 | 5265 | 5315 | Polk | 0.267 | 0.267 | 0.267 | 0.268 | 0.268 | 0.037 | 0.037 | 0.037 | 0.037 | 0.038 | 0.076 | 0.078 | 0.079 | 0.08 | 0.08 | 0.008 | 0.008 | 0.008 | 0.008 | 0.008 | 0.031 | 0.031 | 0.032 | 0.032 | 0.032 | 0.1122 | 0.1127 | 0.1133 | 0.1138 | 0.1141 | 0 | 0 | 0 | 0 | 0 | 0 | 0 | 0 | 0 | 0
Columbus | 0.2285 | 0.857 | 0 |  | 996 | 0.066 | 0.091 | 0 | 0 | 0.055 | 0.0165 | 66.2651 | 1001 | 1020 | 1050 | 1053 | 1059 | Polk | 0.065 | 0.07 | 0.075 | 0.08 | 0.085 | 0.095 | 0.095 | 0.095 | 0.098 | 0.098 | 0 | 0 | 0 | 0 | 0 | 0 | 0 | 0 | 0 | 0 | 0.056 | 0.054 | 0.053 | 0.052 | 0.051 | 0.019 | 0.02 | 0.022 | 0.022 | 0.023 | 0 | 0 | 0 | 0 | 0 | 0 | 0 | 0 | 0 | 0
Saluda | 0.10892 | 0.2 | 0 |  | 1400 | 0.053 | 0.016 | 0 | 0 | 0.001 | 0.038917 | 37.8571 | 1400 | 1400 | 1400 | 1400 | 1400 | Polk | 0.053 | 0.053 | 0.053 | 0.053 | 0.053 | 0.016 | 0.016 | 0.016 | 0.016 | 0.016 | 0 | 0 | 0 | 0 | 0 | 0 | 0 | 0 | 0 | 0 | 0.001 | 0.001 | 0.001 | 0.001 | 0.001 | 0.039 | 0.039 | 0.039 | 0.039 | 0.039 | 0 | 0 | 0 | 0 | 0 | 0 | 0 | 0 | 0 | 0
Salisbury | 9.2392 | 108 | 0.509 |  | 43750 | 2.128 | 1.586 | 2.564 | 0.892 | 1 | 0.56017 | 48.64 | 50664 | 61686 | 73623 | 78107 | 92070 | Rowan | 2.431 | 2.961 | 3.534 | 3.749 | 4.419 | 1.824 | 2.221 | 2.65 | 2.812 | 3.315 | 2.82 | 3.102 | 3.413 | 3.754 | 4.129 | 0.981 | 1.079 | 1.187 | 1.306 | 1.437 | 1 | 1.12 | 1.29 | 1.39 | 1.6 | 1.353 | 1.567 | 1.804 | 1.944 | 2.227 | 0 | 0 | 0 | 0 | 0 | 0 | 0 | 0 | 0 | 0
Landis | 0.303 | 1 | 0 |  | 3400 | 0.134 | 0.065 | 0.049 | 0 | 0.035 | 0.02 | 39.4118 | 3700 | 4300 | 4500 | 4600 | 4700 | Rowan | 0.169 | 0.186 | 0.205 | 0.225 | 0.248 | 0.07 | 0.072 | 0.073 | 0.074 | 0.075 | 0.051 | 0.056 | 0.061 | 0.066 | 0.071 | 0 | 0 | 0 | 0 | 0 | 0.082 | 0.083 | 0.085 | 0.087 | 0.089 | 0.035 | 0.038 | 0.043 | 0.047 | 0.051 | 0 | 0 | 0 | 0 | 0 | 0 | 0 | 0 | 0 | 0
China Grove | 0.38708 | 2 | 0 |  | 4245 | 0.143 | 0.026 | 0.062 | 0.017 | 0.096 | 0.043083 | 33.6867 | 4342 | 4626 | 4908 | 5207 | 5524 | Rowan | 0.148 | 0.157 | 0.166 | 0.177 | 0.187 | 0.027 | 0.029 | 0.03 | 0.032 | 0.033 | 0.063 | 0.065 | 0.066 | 0.067 | 0.068 | 0.017 | 0.018 | 0.018 | 0.018 | 0.019 | 0.101 | 0.106 | 0.111 | 0.117 | 0.123 | 0.037 | 0.039 | 0.041 | 0.043 | 0.045 | 0 | 0 | 0 | 0 | 0 | 0 | 0 | 0 | 0 | 0
Cleveland | 0.057417 | 0.206 | 0 |  | 870 | 0.037 | 0.005 | 0.005 | 0.004 | 0.002 | 0.0044167 | 42.5287 | 873 | 876 | 880 | 885 | 890 | Rowan | 0.047 | 0.048 | 0.048 | 0.048 | 0.048 | 0.008 | 0.008 | 0.008 | 0.008 | 0.008 | 0.01 | 0.01 | 0.01 | 0.01 | 0.01 | 0.006 | 0.006 | 0.006 | 0.006 | 0.006 | 0.002 | 0.002 | 0.002 | 0.002 | 0.002 | 0.012 | 0.012 | 0.013 | 0.013 | 0.013 | 0 | 0 | 0 | 0 | 0 | 0 | 0 | 0 | 0 | 0
Faith | 0.074167 | 0.209 | 0 |  | 1000 | 0.07 | 0 | 0 | 0 | 0 | 0.0041667 | 70 | 1010 | 1030 | 1050 | 1070 | 1090 | Rowan | 0.07 | 0.06 | 0.07 | 0.07 | 0.07 | 0 | 0.01 | 0.01 | 0.01 | 0.01 | 0 | 0 | 0 | 0 | 0 | 0 | 0 | 0 | 0 | 0 | 0.001 | 0.001 | 0.001 | 0.001 | 0.001 | 0.009 | 0.01 | 0.011 | 0.011 | 0.011 | 0 | 0 | 0 | 0 | 0 | 0 | 0 | 0 | 0 | 0
East Spencer | 0.129 | 0.5 | 0 |  | 1520 | 0.08 | 0.001 | 0.017 | 0.015 | 0.001 | 0.015 | 52.6316 | 1550 | 1590 | 1606 | 1622 | 1638 | Rowan | 0.082 | 0.084 | 0.085 | 0.086 | 0.087 | 0.001 | 0.001 | 0.001 | 0.001 | 0.001 | 0.017 | 0.017 | 0.018 | 0.018 | 0.018 | 0.015 | 0.015 | 0.015 | 0.016 | 0.016 | 0.001 | 0.001 | 0.002 | 0.002 | 0.002 | 0.015 | 0.016 | 0.016 | 0.016 | 0.016 | 0 | 0 | 0 | 0 | 0 | 0 | 0 | 0 | 0 | 0
Kannapolis | 4.9561 | 15.9 | 0.431 |  | 49289 | 2.224 | 1.104 | 0 | 0 | 0.256 | 0.94108 | 45.1216 | 53204 | 61034 | 68864 | 76694 | 85424 | Rowan | 2.916 | 3.367 | 3.889 | 4.492 | 5.188 | 0.571 | 0.657 | 0.761 | 0.879 | 1.011 | 0 | 0 | 0 | 0 | 0 | 0 | 0 | 0 | 0 | 0 | 0.497 | 0.574 | 0.663 | 0.763 | 0.881 | 1.473 | 1.7 | 1.964 | 2.268 | 2.618 | 0 | 0 | 0 | 0 | 0 | 0 | 0 | 0 | 0 | 0
Forest City | 2.0585 | 12 | 0.282 |  | 16558 | 0.736 | 0.403 | 0.11 | 0.105 | 0.245 | 0.1775 | 44.4498 | 17200 | 18100 | 20200 | 22600 | 25300 | Rutherford | 0.783 | 0.824 | 0.919 | 1.028 | 1.151 | 0.46 | 0.523 | 0.594 | 0.676 | 0.768 | 0.66 | 0.71 | 0.77 | 0.83 | 0.89 | 0.15 | 0.16 | 0.18 | 0.2 | 0.22 | 0.08 | 0.085 | 0.09 | 0.095 | 0.1 | 0.224 | 0.242 | 0.268 | 0.297 | 0.329 | 0 | 0 | 0 | 0 | 0 | 0 | 0 | 0 | 0 | 0
Lake Lure | 0.0636 | 0.263 | 0.005 |  | 800 | 0.034 | 0.017 | 0 | 0 | 0.005 | 0.0026 | 42.5 | 804 | 804 | 824 | 844 | 884 | Rutherford | 0.035 | 0.036 | 0.042 | 0.051 | 0.057 | 0.025 | 0.031 | 0.036 | 0.041 | 0.046 | 0 | 0 | 0 | 0 | 0 | 0 | 0 | 0 | 0 | 0 | 0.001 | 0.001 | 0.001 | 0.001 | 0.001 | 0.007 | 0.007 | 0.008 | 0.008 | 0.008 | 0 | 0 | 0 | 0 | 0 | 0 | 0 | 0 | 0 | 0
Broad River Water Authority | 5.6498 | 13 | 3.889 |  | 16639 | 0.697 | 0.184 | 0.19 | 0.126 | 0.295 | 0.26875 | 41.8895 | 16940 | 17930 | 18920 | 19910 | 20900 | Rutherford | 0.707 | 0.736 | 0.765 | 0.793 | 0.82 | 0.192 | 0.206 | 0.221 | 0.228 | 0.236 | 0.203 | 0.22 | 0.238 | 0.239 | 0.24 | 0.133 | 0.148 | 0.163 | 0.172 | 0.18 | 0.299 | 0.31 | 0.319 | 0.325 | 0.332 | 0.277 | 0.292 | 0.308 | 0.317 | 0.326 | 0 | 0 | 0 | 0 | 0 | 0 | 0 | 0 | 0 | 0
Ellenboro | 0.14017 | 0.333 | 0 |  | 2062 | 0.11 | 0.01 | 0 | 0.01 | 0.003 | 0.0071667 | 53.3463 | 2065 | 2070 | 2078 | 2099 | 2120 | Rutherford | 0.11 | 0.11 | 0.11 | 0.111 | 0.112 | 0.01 | 0.01 | 0.01 | 0.01 | 0.011 | 0.001 | 0.001 | 0.001 | 0.001 | 0.001 | 0.01 | 0.01 | 0.01 | 0.01 | 0.011 | 0.003 | 0.003 | 0.003 | 0.003 | 0.003 | 0.007 | 0.007 | 0.007 | 0.007 | 0.007 | 0 | 0 | 0 | 0 | 0 | 0 | 0 | 0 | 0 | 0
Bostic | 0.06175 | 0.33 | 0.004 |  | 850 | 0.042 | 0 | 0 | 0 | 0.003 | 0.01275 | 49.4118 | 916 | 1064 | 1230 | 1430 | 1660 | Rutherford | 0.05 | 0.055 | 0.063 | 0.074 | 0.085 | 0 | 0 | 0 | 0 | 0 | 0 | 0 | 0 | 0 | 0 | 0 | 0 | 0 | 0 | 0 | 0.001 | 0.002 | 0.002 | 0.003 | 0.003 | 0.01 | 0.012 | 0.014 | 0.016 | 0.018 | 0 | 0 | 0 | 0 | 0 | 0 | 0 | 0 | 0 | 0
Concord Community WS | 0.080833 | 0.397 | 0 |  | 945 | 0.08 | 0 | 0 | 0 | 0.003 | -0.0021667 | 84.6561 | 1013 | 1120 | 1240 | 1370 | 1500 | Rutherford | 0.09 | 0.093 | 0.103 | 0.114 | 0.126 | 0 | 0 | 0 | 0 | 0 | 0 | 0 | 0 | 0 | 0 | 0 | 0 | 0 | 0 | 0 | 0.003 | 0.003 | 0.003 | 0.003 | 0.003 | 0.008 | 0.009 | 0.01 | 0.011 | 0.012 | 0 | 0 | 0 | 0 | 0 | 0 | 0 | 0 | 0 | 0
Chimney Rock Water Works | 0.030958 | 0.196 | 0 |  | 255 | 0.0141 | 0 | 0 | 0 | 0.014 | 0.0028583 | 55.2941 | 258 | 268 | 274 | 280 | 288 | Rutherford | 0.015 | 0.016 | 0.017 | 0.018 | 0.019 | 0 | 0 | 0 | 0 | 0 | 0 | 0 | 0 | 0 | 0 | 0 | 0 | 0 | 0 | 0 | 0.006 | 0.006 | 0.007 | 0.007 | 0.008 | 0.015 | 0.016 | 0.017 | 0.018 | 0.019 | 0 | 0 | 0 | 0 | 0 | 0 | 0 | 0 | 0 | 0
Albemarle | 8.0234 | 18 | 4.406 |  | 16000 | 0.67 | 0.232 | 1.226 | 0 | 0.44 | 1.0494 | 41.875 | 16100 | 16600 | 17100 | 17700 | 18300 | Stanly | 0.675 | 0.7 | 0.72 | 0.745 | 0.77 | 0.25 | 0.3 | 0.35 | 0.4 | 0.45 | 1.36 | 1.5 | 1.6 | 1.7 | 1.8 | 0 | 0 | 0 | 0 | 0 | 0.44 | 0.5 | 0.5 | 0.55 | 0.55 | 1.143 | 1.275 | 1.417 | 1.559 | 1.7 | 0 | 0 | 0 | 0 | 0 | 0 | 0 | 0 | 0 | 0
Norwood | 0.513 | 2 | 0.044121 |  | 2690 | 0.193 | 0.015 | 0.137 | 0.03 | 0.01 | 0.083879 | 71.7472 | 2700 | 2750 | 2800 | 2850 | 2900 | Stanly | 0.206 | 0.208 | 0.21 | 0.212 | 0.214 | 0.018 | 0.02 | 0.022 | 0.024 | 0.026 | 0.066 | 0.068 | 0.07 | 0.075 | 0.08 | 0.031 | 0.032 | 0.033 | 0.034 | 0.035 | 0.01 | 0.01 | 0.012 | 0.012 | 0.012 | 0.0869 | 0.0888 | 0.0911 | 0.0937 | 0.0964 | 0 | 0 | 0 | 0 | 0 | 0 | 0 | 0 | 0 | 0
Oakboro | 0.231 | 1.1 | 0 |  | 2787 | 0.12 | 0.028 | 0.029 | 0.002 | 0.012 | 0.04 | 43.0571 | 2896 | 3272 | 3698 | 4173 | 4721 | Stanly | 0.1361 | 0.1538 | 0.1745 | 0.1961 | 0.2219 | 0.029 | 0.034 | 0.038 | 0.04 | 0.045 | 0.029 | 0.029 | 0.029 | 0.029 | 0.029 | 0.002 | 0.002 | 0.002 | 0.002 | 0.002 | 0.012 | 0.012 | 0.012 | 0.012 | 0.012 | 0.035 | 0.035 | 0.035 | 0.035 | 0.035 | 0 | 0 | 0 | 0 | 0 | 0 | 0 | 0 | 0 | 0
Pfeiffer-North Stanly WA | 0.52583 | 0.75 | 0 |  | 3937 | 0.22 | 0.016 | 0.248 | 0.019 | 0.001 | 0.021833 | 55.8801 | 3800 | 4000 | 4210 | 4431 | 4661 | Stanly | 0.234 | 0.246 | 0.258 | 0.271 | 0.285 | 0.01 | 0.021 | 0.022 | 0.023 | 0.024 | 0.325 | 0.35 | 0.375 | 0.4 | 0.425 | 0.025 | 0.026 | 0.027 | 0.028 | 0.03 | 0.001 | 0.001 | 0.002 | 0.002 | 0.002 | 0.044 | 0.047 | 0.05 | 0.053 | 0.056 | 0.1 | 0.025 | 0.05 | 0.05 | 0 | 0 | 0 | 0 | 0 | 0
Stanly Co | 1.3825 | 3.073 | 0.081 |  | 14369 | 0.314 | 0.346 | 0.076 | 0.347 | 0.046 | 0.1725 | 21.8526 | 15246 | 18496 | 21746 | 23246 | 24746 | Stanly | 1.015 | 1.115 | 1.215 | 1.265 | 1.315 | 0.11 | 0.115 | 0.12 | 0.125 | 0.13 | 0.01 | 0.01 | 0.01 | 0.01 | 0.01 | 0.089 | 0.089 | 0.089 | 0.089 | 0.089 | 0.095 | 0.095 | 0.095 | 0.095 | 0.095 | 0.222 | 0.244 | 0.251 | 0.259 | 0.264 | 2 | 0 | 0 | 0 | 0 | 0 | 0 | 0 | 0 | 0
Bryson City | 0.49692 | 2 | 0 |  | 4395 | 0.131 | 0.155 | 0.011 | 0 | 0.009 | 0.19092 | 29.8066 | 4614 | 4844 | 5086 | 5340 | 5607 | Swain | 0.138 | 0.145 | 0.152 | 0.16 | 0.168 | 0.171 | 0.18 | 0.189 | 0.207 | 0.217 | 0.012 | 0.013 | 0.014 | 0.015 | 0.016 | 0 | 0 | 0 | 0 | 0 | 0.01 | 0.011 | 0.012 | 0.013 | 0.014 | 0.207 | 0.218 | 0.229 | 0.247 | 0.259 | 0 | 0.25 | 0 | 0 | 0 | 0 | 0 | 0 | 0 | 0
Whittier SD | 0 | 0.072 | 0.012 |  | 297 | 0 | 0 | 0 | 0 | 0 | -0.012 | 0 | 110 | 111 | 112 | 115 | 1115 | Swain | 0.0005 | 0.0001 | 0.0001 | 0.001 | 0.0001 | 0.0001 | 0.0001 | 0.0001 | 0.0001 | 0.0001 | 0.0001 | 0 | 0 | 0 | 0 | 0 | 0 | 0 | 0 | 0 | 0 | 0 | 0 | 0 | 0 | -0.004 | -0.005 | -0.005 | -0.006 | 0 | 0 | 0 | 0 | 0 | 0 | 0 | 0 | 0 | 0 | 0
Brevard | 1.168 | 2.6 | 0 |  | 8700 | 0.337 | 0.179 | 0.029 | 0.002 | 0.05 | 0.571 | 38.7356 | 11000 | 13709 | 15439 | 18000 | 20500 | Transylvania | 0.368 | 0.41 | 0.461 | 0.523 | 0.594 | 0.212 | 0.237 | 0.266 | 0.302 | 0.343 | 0.038 | 0.121 | 0.224 | 0.327 | 0.431 | 0.129 | 0.144 | 0.162 | 0.183 | 0.208 | 0.05 | 0.055 | 0.06 | 0.07 | 0.075 | 0.39 | 0.434 | 0.489 | 0.554 | 0.63 | 0 | 0 | 0 | 0 | 0 | 0 | 0 | 0 | 0 | 0
Connestee Falls | 0.26417 | 0.53 | 0 |  | 3222 | 0.097 | 0.006 | 0 | 0 | 0.03 | 0.13117 | 30.1055 | 3220 | 3385 | 3549 | 3714 | 3879 | Transylvania | 0.097 | 0.101 | 0.105 | 0.11 | 0.115 | 0.005 | 0.005 | 0.005 | 0.005 | 0.006 | 0 | 0 | 0 | 0 | 0 | 0 | 0 | 0 | 0 | 0 | 0.04 | 0.04 | 0.04 | 0.04 | 0.04 | 0.14 | 0.144 | 0.148 | 0.153 | 0.159 | 0 | 0 | 0 | 0 | 0 | 0 | 0 | 0 | 0 | 0
Rosman | 0.13192 | 0.151 | 0 |  | 650 | 0.039 | 0.005 | 0 | 0 | 0.002 | 0.085917 | 60 | 667 | 680 | 694 | 708 | 722 | Transylvania | 0.038 | 0.038 | 0.038 | 0.038 | 0.038 | 0.006 | 0.007 | 0.008 | 0.009 | 0.01 | 0.001 | 0.001 | 0.002 | 0.002 | 0.002 | 0 | 0 | 0 | 0 | 0 | 0.001 | 0.001 | 0.001 | 0.001 | 0.001 | 0.077 | 0.079 | 0.082 | 0.084 | 0.086 | 0.023 | 0 | 0 | 0 | 0 | 0 | 0 | 0 | 0 | 0
Monroe | 6.42 | 11.39 | 0 |  | 31817 | 1.73 | 0.91 | 2.41 | 0.25 | 0.75 | 0.37 | 54.3734 | 33270 | 38612 | 44810 | 52004 | 60353 | Union | 1.809 | 2.099 | 2.436 | 2.828 | 3.282 | 0.952 | 1.104 | 1.282 | 1.487 | 1.726 | 2.446 | 2.571 | 2.703 | 2.841 | 2.986 | 0.261 | 0.303 | 0.352 | 0.409 | 0.474 | 0.784 | 0.819 | 0.951 | 1.103 | 1.28 | 0.3541 | 0.3906 | 0.4375 | 0.491 | 0.5522 | 0 | 0 | 0 | 2 | 0 | 0 | 0 | 0 | 0 | 0
Marshville | 0.31325 | 0.7 | 0 |  | 2475 | 0.133 | 0.012 | 0.055 | 0.001 | 0.001 | 0.11125 | 53.7374 | 2624 | 3149 | 3779 | 4535 | 5442 | Union | 0.141 | 0.169 | 0.202 | 0.242 | 0.29 | 0.013 | 0.015 | 0.018 | 0.022 | 0.026 | 0.058 | 0.069 | 0.083 | 0.099 | 0.119 | 0.001 | 0.001 | 0.001 | 0.001 | 0.001 | 0.001 | 0.001 | 0.001 | 0.001 | 0.001 | 0.118 | 0.14 | 0.168 | 0.201 | 0.24 | 0 | 0 | 0 | 0 | 0 | 0 | 0 | 0 | 0 | 0
Wingate | 0.30183 | 0.7 | 0 |  | 3500 | 0.112 | 0.027 | 0.015 | 0.119 | 0.001 | 0.027833 | 32 | 3710 | 4452 | 5342 | 6410 | 7692 | Union | 0.118 | 0.141 | 0.169 | 0.202 | 0.242 | 0.028 | 0.034 | 0.041 | 0.048 | 0.058 | 0.015 | 0.018 | 0.022 | 0.026 | 0.031 | 0.125 | 0.15 | 0.18 | 0.216 | 0.259 | 0.001 | 0.001 | 0.001 | 0.001 | 0.001 | 0.029 | 0.035 | 0.042 | 0.05 | 0.06 | 0 | 0 | 0 | 0 | 0 | 0 | 0 | 0 | 0 | 0
Union County | 13.5079 | 25 | 0.35974 |  | 133260 | 8.859 | 1.307 | 0.788 | 0.287 | 0.048 | 1.8592 | 66.4791 | 145228 | 191880 | 251251 | 319760 | 406930 | Union | 10.163 | 13.438 | 17.586 | 22.396 | 28.492 | 1.371 | 1.875 | 2.796 | 3.98 | 5.633 | 0.914 | 1.354 | 2.125 | 2.931 | 4.037 | 0.305 | 0.417 | 0.559 | 0.724 | 1.033 | 0.503 | 1.146 | 1.538 | 1.99 | 2.582 | 1.981 | 2.604 | 3.355 | 4.161 | 5.163 | 2 | 21 | 15 | 8 | 0 | 0.04 | 0.095 | 0.12 | 0.153 | 0.193
Boone | 1.5377 | 3 | 0 |  | 19028 | 0.404 | 0.676 | 0.004 | 0.09 | 0.16 | 0.20375 | 21.2319 | 19778 | 22278 | 24778 | 27278 | 29778 | Watauga | 0.87 | 1.05 | 1.165 | 1.294 | 1.4 | 0.784 | 1 | 1.08 | 1.14 | 1.23 | 0.064 | 0.08 | 0.085 | 0.09 | 0.097 | 0.213 | 0.33 | 0.4 | 0.45 | 0.5 | 0.165 | 0.17 | 0.175 | 0.18 | 0.185 | 0.175 | 0.25 | 0.285 | 0.295 | 0.325 | 4.5 | 0 | 0 | 0 | 0 | 0 | 0 | 0 | 0 | 0
Blowing Rock | 0.32608 | 0.4 | 0 |  | 1300 | 0.117 | 0.094 | 0 | 0 | 0.004 | 0.11108 | 90 | 1303 | 1368 | 1436 | 1508 | 1583 | Watauga | 0.117 | 0.122 | 0.128 | 0.134 | 0.14 | 0.094 | 0.097 | 0.102 | 0.107 | 0.112 | 0 | 0 | 0 | 0 | 0 | 0 | 0 | 0 | 0 | 0 | 0.004 | 0.004 | 0.005 | 0.005 | 0.005 | 0.112 | 0.116 | 0.122 | 0.128 | 0.134 | 0.07 | 0 | 0 | 0 | 0 | 0 | 0 | 0 | 0 | 0
Appalachian State University | 0.25892 | 2 | 0 |  | 11150 | 0 | 0 | 0 | 0.208 | 0.012 | 0.038917 | 0 | 15000 | 17000 | 19000 | 20000 | 20000 | Watauga | 0 | 0 | 0 | 0 | 0 | 0 | 0 | 0 | 0 | 0 | 0 | 0 | 0 | 0 | 0 | 0.24 | 0.285 | 0.32 | 0.35 | 0.35 | 0.013 | 0.014 | 0.018 | 0.02 | 0.02 | 0.025 | 0.027 | 0.03 | 0.031 | 0.031 | 0 | 0 | 0 | 0 | 0 | 0 | 0 | 0 | 0 | 0
Beech Mountain | 0.391 | 0.3 | 0 |  | 340 | 0.136 | 0.018 | 0 | 0 | 0.026 | 0.211 | 400 | 382 | 487 | 592 | 697 | 802 | Watauga | 0.121 | 0.151 | 0.182 | 0.212 | 0.243 | 0.018 | 0.023 | 0.027 | 0.032 | 0.036 | 0 | 0 | 0 | 0 | 0 | 0.002 | 0.002 | 0.002 | 0.002 | 0.002 | 0.03 | 0.03 | 0.03 | 0.03 | 0.03 | 0.187 | 0.177 | 0.167 | 0.157 | 0.147 | 0 | 2 | 0 | 0 | 0 | 0 | 0 | 0 | 0 | 0
Seven Devils | 0.04375 | 0.195 | 0 |  | 209 | 0.024 | 0.001 | 0 | 0.009 | 0.005 | 0.00475 | 114.8325 | 220 | 240 | 262 | 295 | 321 | Watauga | 0.023 | 0.023 | 0.023 | 0.023 | 0.023 | 0.001 | 0.001 | 0.001 | 0.001 | 0.001 | 0 | 0 | 0 | 0 | 0 | 0.001 | 0.001 | 0.001 | 0.001 | 0.001 | 0.002 | 0.002 | 0.003 | 0.003 | 0.004 | 0.003 | 0.003 | 0.003 | 0.003 | 0.003 | 0 | 0 | 0 | 0 | 0 | 0 | 0 | 0 | 0 | 0
North Wilkesboro | 2.7023 | 15 | 1.724 |  | 4245 | 0.151 | 0.085 | 0.041 | 0.25 | 0.01 | 0.44125 | 35.5713 | 4450 | 4762 | 5095 | 5451 | 5832 | Wilkes | 0.223 | 0.238 | 0.255 | 0.273 | 0.292 | 0.09 | 0.095 | 0.1 | 0.105 | 0.111 | 0.05 | 0.05 | 0.05 | 0.05 | 0.05 | 0.25 | 0.25 | 0.25 | 0.25 | 0.25 | 0.02 | 0.02 | 0.03 | 0.03 | 0.03 | 0.5198 | 0.5363 | 0.5625 | 0.5814 | 0.602 | 0 | 0 | 0 | 0 | 0 | 0 | 0 | 0 | 0 | 0
Mulberry Fairplains WA | 0.88467 | 2 | 0.497 |  | 8500 | 0.274 | 0.002 | 0.001 | 0.001 | 0.001 | 0.10867 | 32.2353 | 8500 | 9000 | 9500 | 10000 | 10500 | Wilkes | 0.24 | 0.254 | 0.268 | 0.282 | 0.296 | 0.039 | 0.04 | 0.041 | 0.042 | 0.043 | 0.001 | 0.001 | 0.001 | 0.001 | 0.001 | 0.015 | 0.016 | 0.017 | 0.018 | 0.019 | 0.001 | 0.001 | 0.001 | 0.001 | 0.001 | 0.09 | 0.095 | 0.099 | 0.104 | 0.109 | 0 | 0 | 0 | 0 | 0 | 0 | 0 | 0 | 0 | 0
West Wilkes Water Association | 0.868 | 2.17 | 0.033 |  | 12017 | 0.437 | 0.14 | 0 | 0.087 | 0.053 | 0.118 | 36.3651 | 12498 | 12623 | 12749 | 12877 | 13005 | Wilkes | 0.46 | 0.475 | 0.5 | 0.52 | 0.555 | 0.141 | 0.143 | 0.146 | 0.15 | 0.152 | 0 | 0 | 0 | 0 | 0 | 0.088 | 0.089 | 0.09 | 0.09 | 0.09 | 0.041 | 0.041 | 0.042 | 0.042 | 0.042 | 0.142 | 0.146 | 0.151 | 0.156 | 0.163 | 0 | 0 | 0 | 0 | 0 | 0 | 0 | 0 | 0 | 0
Wilkesboro | 4.7247 | 16 | 0.78316 |  | 3554 | 0.16 | 0.19 | 2.891 | 0.294 | 0.116 | 0.2905 | 45.0197 | 3828 | 4211 | 4632 | 5095 | 5605 | Wilkes | 0.214 | 0.236 | 0.259 | 0.285 | 0.314 | 0.263 | 0.289 | 0.318 | 0.35 | 0.385 | 2.73 | 2.867 | 3.01 | 3.161 | 3.319 | 0.297 | 0.312 | 0.327 | 0.343 | 0.36 | 0.11 | 0.115 | 0.12 | 0.125 | 0.13 | 0.446 | 0.473 | 0.501 | 0.532 | 0.564 | 0 | 0 | 0 | 0 | 0 | 0 | 0 | 0 | 0 | 0
Blue Ridge WA | 0.67442 | 1 | 0.001 |  | 7875 | 0.384 | 0.129 | 0.046 | 0.01 | 0.001 | 0.10342 | 48.7619 | 7899 | 7978 | 8057 | 8138 | 8219 | Wilkes | 0.385 | 0.388 | 0.391 | 0.394 | 0.397 | 0.13 | 0.13 | 0.13 | 0.131 | 0.132 | 0.046 | 0.046 | 0.046 | 0.046 | 0.046 | 0.01 | 0.01 | 0.01 | 0.01 | 0.01 | 0.001 | 0.001 | 0.001 | 0.001 | 0.001 | 0.104 | 0.105 | 0.105 | 0.106 | 0.107 | 0 | 0 | 0 | 0 | 0 | 0 | 0 | 0 | 0 | 0
Broadway Water Association. Inc. | 0.18755 | 0.5 | 0 |  | 3600 | 0.16 | 0.001 | 0 | 0.001 | 0.004 | 0.02155 | 44.4444 | 3600 | 3700 | 3800 | 3900 | 4000 | Wilkes | 0.175 | 0.179 | 0.183 | 0.187 | 0.192 | 0.01 | 0.01 | 0.01 | 0.01 | 0.01 | 0 | 0 | 0 | 0 | 0 | 0.002 | 0.002 | 0.002 | 0.002 | 0.002 | 0.001 | 0.001 | 0.001 | 0.001 | 0.001 | 0.0251 | 0.0257 | 0.0262 | 0.0267 | 0.0274 | 0 | 0 | 0 | 0 | 0 | 0 | 0 | 0 | 0 | 0
Moravian Falls Water Works | 0.31633 | 0.5 | 0 |  | 3252 | 0.206 | 0.002 | 0.001 | 0.002 | 0.001 | 0.10433 | 63.3456 | 3262 | 3295 | 3328 | 3361 | 3395 | Wilkes | 0.206 | 0.208 | 0.21 | 0.212 | 0.214 | 0.002 | 0.002 | 0.002 | 0.002 | 0.002 | 0.001 | 0.001 | 0.001 | 0.001 | 0.001 | 0.002 | 0.002 | 0.002 | 0.002 | 0.002 | 0.001 | 0.001 | 0.001 | 0.001 | 0.001 | 0.103 | 0.104 | 0.105 | 0.106 | 0.107 | 0 | 0 | 0 | 0 | 0 | 0 | 0 | 0 | 0 | 0
Ronda | 0.060667 | 0.186 | 0 |  | 907 | 0.039 | 0 | 0 | 0 | 0.001 | 0.020667 | 42.9989 | 910 | 920 | 930 | 940 | 950 | Wilkes | 0.039 | 0.039 | 0.04 | 0.04 | 0.041 | 0 | 0 | 0 | 0 | 0 | 0 | 0 | 0 | 0 | 0 | 0 | 0 | 0 | 0 | 0 | 0.001 | 0.001 | 0.001 | 0.001 | 0.001 | 0.014 | 0.012 | 0.01 | 0.008 | 0.007 | 0 | 0 | 0 | 0 | 0 | 0 | 0 | 0 | 0 | 0
Burlington | 12.7524 | 50.2 | 3.851 |  | 52426 | 3.293 | 4.553 | 0 | 0 | 0.479 | 0.57642 | 62.8123 | 56100 | 62896 | 70500 | 79000 | 88600 | Alamance | 3.534 | 3.962 | 4.442 | 4.977 | 5.582 | 4.768 | 5.346 | 5.992 | 6.725 | 7.531 | 0 | 0 | 0 | 0 | 0 | 0 | 0 | 0 | 0 | 0 | 0.489 | 0.503 | 0.564 | 0.632 | 0.709 | 0.98 | 1.0939 | 1.1666 | 1.2598 | 1.3635 | 0 | 0 | 0 | 0 | 0 | 0 | 0 | 0 | 0 | 0
Graham | 4.1946 | 12.5 | 2.143 |  | 14800 | 0.632 | 0.374 | 0.235 | 0.093 | 0.084 | 0.63358 | 42.7027 | 15106 | 15965 | 17463 | 18511 | 19622 | Alamance | 0.648 | 0.686 | 0.725 | 0.771 | 0.817 | 0.338 | 0.358 | 0.379 | 0.402 | 0.426 | 0.233 | 0.247 | 0.262 | 0.278 | 0.294 | 0.116 | 0.123 | 0.13 | 0.138 | 0.146 | 0.193 | 0.204 | 0.217 | 0.23 | 0.243 | 0.766 | 0.882 | 1.005 | 1.128 | 1.24 | 0 | 0 | 0 | 0 | 0 | 0 | 0 | 0 | 0 | 0
Mebane | 1.87 | 6 | 0.0020219 |  | 15284 | 0.764 | 0.168 | 0.277 | 0.017 | 0.0084 | 0.63358 | 49.9869 | 17173 | 26367 | 40425 | 56662 | 78165 | Alamance | 0.837 | 1.254 | 1.875 | 2.564 | 3.451 | 0.21 | 0.315 | 0.473 | 0.709 | 1.064 | 0.311 | 0.388 | 0.485 | 0.607 | 0.758 | 0.019 | 0.023 | 0.028 | 0.033 | 0.04 | 0.008 | 0.009 | 0.01 | 0.011 | 0.012 | 0.598 | 0.85 | 1.217 | 1.653 | 2.233 | 0 | 0 | 0 | 0 | 0 | 0 | 0 | 0 | 0 | 0
Haw River | 0.52142 | 1.5 | 0.369 |  | 2445 | 0.098 | 0.019 | 0.019 | 0.002 | 0.001 | 0.013417 | 40.0818 | 2557 | 2967 | 3443 | 3996 | 4638 | Alamance | 0.102 | 0.119 | 0.138 | 0.16 | 0.185 | 0.02 | 0.023 | 0.027 | 0.031 | 0.036 | 0.02 | 0.023 | 0.027 | 0.031 | 0.036 | 0.002 | 0.003 | 0.003 | 0.004 | 0.004 | 0.001 | 0.001 | 0.001 | 0.002 | 0.002 | 0.0136 | 0.0158 | 0.0183 | 0.0213 | 0.0246 | 0 | 0 | 0 | 0 | 0 | 0 | 0 | 0 | 0 | 0
Elon | 0.63467 | 1.6 | 0 |  | 11400 | 0.345 | 0.019 | 0.008 | 0.262 | 0.001 | -0.00033333 | 30.2632 | 12307 | 14768 | 16245 | 17869 | 19656 | Alamance | 0.354 | 0.43 | 0.458 | 0.51 | 0.544 | 0.02 | 0.024 | 0.029 | 0.035 | 0.042 | 0.008 | 0.008 | 0.008 | 0.008 | 0.008 | 0.274 | 0.315 | 0.362 | 0.452 | 0.566 | 0.001 | 0.001 | 0.001 | 0.001 | 0.001 | 0.005 | 0.006 | 0.007 | 0.008 | 0.009 | 0 | 0 | 0 | 0 | 0 | 0 | 0 | 0 | 0 | 0
Green Level | 0.097167 | 0.181 | 0 |  | 2558 | 0.092 | 0 | 0 | 0 | 0.001 | 0.0041667 | 35.9656 | 2918 | 3208 | 3498 | 3788 | 4078 | Alamance | 0.105 | 0.115 | 0.126 | 0.136 | 0.147 | 0 | 0 | 0 | 0 | 0 | 0 | 0 | 0 | 0 | 0 | 0 | 0 | 0 | 0 | 0 | 0.001 | 0.001 | 0.001 | 0.001 | 0.001 | 0.005 | 0.006 | 0.007 | 0.007 | 0.008 | 0 | 0 | 0 | 0 | 0 | 0 | 0 | 0 | 0 | 0
Alamance | 0.065667 | 0.5 | 0 |  | 1100 | 0.052 | 0.001 | 0.001 | 0.002 | 0.002 | 0.0076667 | 47.2727 | 1100 | 1200 | 1320 | 1450 | 1600 | Alamance | 0.063 | 0.068 | 0.075 | 0.083 | 0.091 | 0.003 | 0.004 | 0.004 | 0.005 | 0.005 | 0.003 | 0.003 | 0.003 | 0.004 | 0.004 | 0.005 | 0.005 | 0.006 | 0.006 | 0.006 | 0.002 | 0.002 | 0.002 | 0.002 | 0.002 | 0.0105 | 0.0113 | 0.0124 | 0.0138 | 0.0149 | 0 | 0 | 0 | 0 | 0 | 0 | 0 | 0 | 0 | 0
Ossipee SD | 0.024333 | 0.1 | 0 |  | 553 | 0.02 | 0.001 | 0 | 0 | 0.001 | 0.0023333 | 36.1664 | 565 | 605 | 645 | 685 | 725 | Alamance | 0.023 | 0.024 | 0.025 | 0.026 | 0.027 | 0.001 | 0.001 | 0.001 | 0.001 | 0.001 | 0 | 0 | 0 | 0 | 0 | 0 | 0 | 0 | 0 | 0 | 0 | 0 | 0 | 0 | 0 | 0.002 | 0.002 | 0.002 | 0.002 | 0.003 | 0 | 0 | 0 | 0 | 0 | 0 | 0 | 0 | 0 | 0
Yanceyville | 0.37069 | 6.3 | 0 |  | 2326 | 0.182 | 0.044 | 0.005 | 0.005 | 0.045 | 0.089692 | 78.2459 | 2475 | 2800 | 3100 | 3400 | 3700 | Caswell | 0.2 | 0.225 | 0.25 | 0.275 | 0.3 | 0.05 | 0.055 | 0.06 | 0.065 | 0.07 | 0.005 | 0.005 | 0.006 | 0.006 | 0.007 | 0.005 | 0.005 | 0.006 | 0.006 | 0.007 | 0.05 | 0.05 | 0.055 | 0.055 | 0.06 | 0.0993 | 0.1089 | 0.1207 | 0.1304 | 0.1422 | 0 | 0 | 0 | 0 | 0 | 0 | 0 | 0 | 0 | 0
Milton | 0.013 | 0.108 | 0 |  | 161 | 0.012 | 0.001 | 0 | 0 | 0 | 0 | 74.5342 | 155 | 152 | 150 | 145 | 140 | Caswell | 0.012 | 0.012 | 0.012 | 0.012 | 0.011 | 0.002 | 0.002 | 0.002 | 0.002 | 0.002 | 0 | 0 | 0 | 0 | 0 | 0 | 0 | 0 | 0 | 0 | 0 | 0 | 0 | 0 | 0 | 0.001 | 0.001 | 0.001 | 0.001 | 0.001 | 0 | 0 | 0 | 0 | 0 | 0 | 0 | 0 | 0 | 0
Lexington | 2.9612 | 6.95 | 0 |  | 19105 | 0.871 | 0.567 | 0.903 | 0.034 | 0.19 | 0.39617 | 45.5902 | 21000 | 22000 | 23250 | 24400 | 25400 | Davidson | 0.97 | 1.01 | 1.07 | 1.12 | 1.17 | 0.61 | 0.64 | 0.67 | 0.7 | 0.74 | 0.88 | 0.92 | 0.96 | 1.01 | 1.06 | 0.02 | 0.02 | 0.02 | 0.02 | 0.02 | 0.2 | 0.2 | 0.2 | 0.2 | 0.2 | 0.4143 | 0.4313 | 0.4514 | 0.4715 | 0.4931 | 0 | 0 | 0 | 0 | 0 | 0 | 0 | 0 | 0 | 0
Thomasville | 2.5742 | 6.95 | 0 |  | 25872 | 1.067 | 0.319 | 0.123 | 0.06 | 0.65 | 0.35517 | 41.2415 | 28500 | 30000 | 31500 | 33000 | 34500 | Davidson | 1.18 | 1.24 | 1.31 | 1.37 | 1.43 | 0.2 | 0.21 | 0.22 | 0.23 | 0.24 | 0.2 | 0.21 | 0.22 | 0.23 | 0.24 | 0.05 | 0.05 | 0.055 | 0.055 | 0.06 | 0.65 | 0.7 | 0.7 | 0.7 | 0.7 | 0.296 | 0.307 | 0.322 | 0.334 | 0.346 | 0 | 0 | 0 | 0 | 0 | 0 | 0 | 0 | 0 | 0
Davidson Water | 9.957 | 71.19 | 0.046622 |  | 154000 | 7.082 | 0.257 | 0.216 | 0.296 | 0.344 | 1.7154 | 45.987 | 163205 | 180705 | 198205 | 215705 | 233205 | Davidson | 8.181 | 9.204 | 10.354 | 11.649 | 13.105 | 0.271 | 0.297 | 0.323 | 0.349 | 0.379 | 0.241 | 0.265 | 0.291 | 0.321 | 0.353 | 0.329 | 0.362 | 0.398 | 0.438 | 0.482 | 0.385 | 0.432 | 0.485 | 0.545 | 0.611 | 1.482 | 1.664 | 1.867 | 2.096 | 2.352 | 0 | 0 | 0 | 0 | 0 | 0 | 0 | 0 | 0 | 0
Denton | 1.3104 | 2.3 | 0.657 |  | 1685 | 0.085 | 0.034 | 0.045 | 0.011 | 0.345 | 0.13342 | 50.4451 | 1690 | 1700 | 1710 | 1725 | 1750 | Davidson | 0.082 | 0.085 | 0.086 | 0.086 | 0.088 | 0.025 | 0.026 | 0.027 | 0.028 | 0.03 | 0.048 | 0.05 | 0.052 | 0.054 | 0.056 | 0.012 | 0.015 | 0.017 | 0.018 | 0.02 | 0.349 | 0.349 | 0.349 | 0.349 | 0.349 | 0.134 | 0.136 | 0.138 | 0.139 | 0.141 | 0 | 0 | 0 | 0 | 0 | 0 | 0 | 1 | 0 | 0
Handy Sanitary District | 0.657 | 1 | 0.075 |  | 3147 | 0.284 | 0.026 | 0.002 | 0.029 | 0.001 | 0.24 | 90.2447 | 3241 | 3338 | 3472 | 3600 | 3700 | Davidson | 0.3 | 0.309 | 0.32 | 0.329 | 0.331 | 0.027 | 0.028 | 0.029 | 0.03 | 0.032 | 0 | 0 | 0 | 0 | 0 | 0.03 | 0.031 | 0.032 | 0.033 | 0.033 | 0.001 | 0.002 | 0.002 | 0.002 | 0.002 | 0.262 | 0.27 | 0.28 | 0.291 | 0.291 | 0 | 0 | 0 | 0 | 0 | 0 | 0 | 0 | 0 | 0
Mocksville | 0.9865 | 3.6 | 1.0959e-05 |  | 5051 | 0.443 | 0.104 | 0.083 | 0.062 | 0.216 | 0.078489 | 87.7054 | 5500 | 6000 | 6500 | 7100 | 7700 | Davie | 0.43 | 0.44 | 0.475 | 0.513 | 0.554 | 0.1 | 0.102 | 0.107 | 0.112 | 0.118 | 0.1 | 0.088 | 0.097 | 0.106 | 0.117 | 0.06 | 0.063 | 0.066 | 0.069 | 0.073 | 0.1 | 0.079 | 0.083 | 0.087 | 0.091 | 0.09 | 0.07 | 0.07 | 0.07 | 0.07 | 0 | 0 | 0 | 0 | 0 | 0 | 0 | 0 | 0 | 0
Davie Co | 2.8201 | 73.5 | 0.0013863 |  | 26500 | 1.77 | 0.165 | 0.041 | 0.071 | 0.54 | 0.2317 | 66.7925 | 31418 | 37736 | 44796 | 52952 | 62361 | Davie | 1.944 | 2.235 | 2.57 | 2.956 | 3.399 | 0.205 | 0.235 | 0.271 | 0.311 | 0.358 | 0.178 | 0.205 | 0.236 | 0.271 | 0.312 | 0.071 | 0.082 | 0.094 | 0.108 | 0.125 | 0.56 | 0.59 | 0.62 | 0.65 | 0.68 | 0.337 | 0.387 | 0.445 | 0.512 | 0.589 | 0 | 0 | 0 | 0 | 0 | 0 | 0 | 0 | 0 | 0
City of Winston-Salem | 36.8917 | 133 | 0.13804 |  | 356309 | 14.51 | 9.96 | 5.07 | 0.93 | 2.4034 | 3.8802 | 40.7231 | 360000 | 401000 | 453000 | 505000 | 557000 | Forsyth | 17.797 | 19.317 | 20.838 | 22.725 | 25.065 | 10.08 | 11.23 | 12.68 | 14.14 | 15.6 | 7.2 | 8.02 | 9.06 | 10.1 | 11.14 | 1.372 | 1.489 | 1.606 | 1.751 | 1.931 | 2 | 2.2 | 2.4 | 2.6 | 2.8 | 4.4914 | 4.9361 | 5.4417 | 5.9945 | 6.6042 | 0 | 0 | 0 | 0 | 0 | 0 | 0 | 0 | 0 | 0
Louisburg | 0.63842 | 3 | 0.13 |  | 3354 | 0.124 | 0.192 | 0 | 0.005 | 0.0835 | 0.10392 | 36.9708 | 3950 | 4500 | 4680 | 4870 | 5500 | Franklin | 0.138 | 0.158 | 0.164 | 0.171 | 0.193 | 0.203 | 0.215 | 0.23 | 0.242 | 0.268 | 0.04 | 0.044 | 0.05 | 0.054 | 0.06 | 0.1 | 0.11 | 0.12 | 0.135 | 0.17 | 0.068 | 0.078 | 0.086 | 0.094 | 0.11 | 0.1519 | 0.1673 | 0.1798 | 0.1925 | 0.2216 | 0 | 0 | 0 | 0 | 0 | 0 | 0 | 0 | 0 | 0
Bunn | 0.13125 | 0.5 | 0 |  | 682 | 0.025 | 0.08 | 0.002 | 0.007 | 0 | 0.01725 | 36.6569 | 925 | 1100 | 1650 | 2500 | 3250 | Franklin | 0.035 | 0.04 | 0.06 | 0.09 | 0.12 | 0.096 | 0.115 | 0.14 | 0.165 | 0.2 | 0.003 | 0.004 | 0.005 | 0.006 | 0.007 | 0.008 | 0.009 | 0.012 | 0.015 | 0.018 | 0 | 0 | 0 | 0 | 0 | 0.0237 | 0.028 | 0.0362 | 0.046 | 0.0575 | 0 | 0 | 0 | 0 | 0 | 0 | 0 | 0 | 0 | 0
Franklin County Public Utilities | 2.1016 | 5.667 | 0.292 |  | 11000 | 0.367 | 0.099 | 1.217 | 0.3 | 0.01 | -0.18342 | 33.3636 | 15368 | 22500 | 25000 | 27500 | 30000 | Franklin | 0.8 | 1.1 | 1.3 | 1.5 | 1.7 | 0.25 | 0.3 | 0.35 | 0.4 | 0.45 | 1.2 | 1.3 | 1.4 | 1.6 | 1.7 | 0.1 | 0.15 | 0.2 | 0.25 | 0.3 | 0.05 | 0.055 | 0.06 | 0.065 | 0.07 | 0.427 | 0.54 | 0.615 | 0.709 | 0.784 | 1.5 | 0 | 0 | 0 | 0 | 1.5 | 0 | 0 | 0 | 0
Lake Royale | 0.15917 | 0.3 | 0 |  | 5493 | 0.12 | 0.001 | 0 | 0 | 0.023 | 0.015167 | 21.846 | 5635 | 6135 | 6635 | 7135 | 7635 | Franklin | 0.16 | 0.17 | 0.18 | 0.19 | 0.2 | 0.001 | 0.001 | 0.001 | 0.001 | 0.001 | 0 | 0 | 0 | 0 | 0 | 0 | 0 | 0 | 0 | 0 | 0.023 | 0.023 | 0.023 | 0.023 | 0.023 | 0.019 | 0.02 | 0.021 | 0.022 | 0.023 | 0 | 0 | 0 | 0 | 0 | 0 | 0 | 0 | 0 | 0
Oxford | 1.2471 | 2 | 0.0348 |  | 8695 | 0.385 | 0.215 | 0.312 | 0.07 | 0.021 | 0.20928 | 44.2783 | 8956 | 9225 | 9501 | 9786 | 10080 | Granville | 0.388 | 0.395 | 0.403 | 0.411 | 0.42 | 0.22 | 0.226 | 0.232 | 0.237 | 0.243 | 0.32 | 0.328 | 0.336 | 0.344 | 0.353 | 0.072 | 0.074 | 0.075 | 0.077 | 0.079 | 0.022 | 0.023 | 0.023 | 0.023 | 0.024 | 0.2132 | 0.2182 | 0.223 | 0.2278 | 0.2334 | 2 | 0 | 0 | 0 | 0 | 0 | 0 | 0 | 0 | 0
Stovall | 0.035167 | 0.075 | 0 |  | 483 | 0.018 | 0.001 | 0 | 0.004 | 0.007 | 0.0051667 | 37.2671 | 500 | 500 | 500 | 500 | 500 | Granville | 0.019 | 0.019 | 0.019 | 0.019 | 0.019 | 0.001 | 0.001 | 0.001 | 0.001 | 0.001 | 0 | 0 | 0 | 0 | 0 | 0.005 | 0.005 | 0.005 | 0.005 | 0.005 | 0.007 | 0.007 | 0.007 | 0.007 | 0.007 | 0.0053 | 0.0053 | 0.0053 | 0.0053 | 0.0053 | 0 | 0 | 0 | 0 | 0 | 0 | 0 | 0 | 0 | 0
South Granville Water and Sewer Authority | 2.8189 | 11 | 0 |  | 19216 | 0.561 | 0.138 | 0.074 | 1.295 | 0.526 | 0.22492 | 29.1944 | 19792 | 21772 | 23950 | 26344 | 28978 | Granville | 0.587 | 0.636 | 0.699 | 0.769 | 0.846 | 0.142 | 0.156 | 0.172 | 0.189 | 0.208 | 0.076 | 0.084 | 0.092 | 0.101 | 0.112 | 1.334 | 1.467 | 1.614 | 1.775 | 1.953 | 0.542 | 0.596 | 0.656 | 0.721 | 0.793 | 0.24 | 0.264 | 0.29 | 0.319 | 0.351 | 0 | 0 | 0 | 0 | 0 | 0 | 0 | 0 | 0 | 0
Greensboro | 36.7003 | 49.836 | 0.0836 |  | 287872 | 16.435 | 9.431 | 1.989 | 0.755 | 2.88 | 5.1267 | 57.0913 | 299941 | 339800 | 391874 | 451928 | 521186 | Guilford | 18.683 | 21.165 | 24.409 | 28.15 | 32.464 | 10.671 | 12.089 | 13.942 | 16.078 | 18.542 | 2.205 | 2.498 | 2.881 | 3.322 | 3.831 | 0.875 | 0.992 | 1.144 | 1.319 | 1.521 | 3.173 | 3.173 | 3.173 | 3.173 | 3.173 | 3.125 | 3.521 | 4.04 | 4.638 | 5.328 | 1.49 | 4.9 | 10.37 | 4.91 | 0 | 0 | 0 | 0 | 0 | 0
High Point | 12.6342 | 24.22 | 0.41133 |  | 112201 | 5.652 | 2.64 | 1.05 | 0 | 2.2 | 0.68084 | 50.3739 | 116445 | 122267 | 128380 | 134799 | 141538 | Guilford | 6.288 | 6.602 | 6.933 | 7.279 | 7.643 | 2.49 | 2.567 | 2.642 | 2.721 | 2.803 | 1.06 | 1.11 | 1.17 | 1.23 | 1.29 | 0 | 0 | 0 | 0 | 0 | 2 | 2.1 | 2.205 | 2.271 | 2.34 | 2.169 | 2.257 | 2.349 | 2.436 | 2.525 | 0 | 0 | 0 | 0 | 0 | 0 | 0 | 0 | 0 | 0
Gibsonville | 0.49592 | 2.5 | 0 |  | 7129 | 0.384 | 0.069 | 0.028 | 0.002 | 0.001 | 0.011917 | 53.8645 | 7664 | 9580 | 11974 | 14968 | 18710 | Guilford | 0.405 | 0.496 | 0.608 | 0.745 | 0.913 | 0.071 | 0.078 | 0.086 | 0.095 | 0.104 | 0.029 | 0.032 | 0.035 | 0.037 | 0.04 | 0.002 | 0.002 | 0.002 | 0.003 | 0.003 | 0.002 | 0.003 | 0.003 | 0.004 | 0.004 | 0.01 | 0.013 | 0.015 | 0.018 | 0.022 | 0 | 0 | 0 | 0 | 0 | 0 | 0 | 0 | 0 | 0
Jamestown | 0.48417 | 1.775 | 0 |  | 6388 | 0.271 | 0.064 | 0.069 | 0.057 | 0.0005 | 0.022667 | 42.4233 | 7000 | 7500 | 8200 | 8500 | 8800 | Guilford | 0.343 | 0.368 | 0.402 | 0.417 | 0.431 | 0.075 | 0.078 | 0.08 | 0.082 | 0.084 | 0.095 | 0.095 | 0.095 | 0.095 | 0.095 | 0.06 | 0.07 | 0.075 | 0.08 | 0.085 | 0.002 | 0.002 | 0.003 | 0.003 | 0.003 | 0.04 | 0.045 | 0.05 | 0.055 | 0.06 | 0 | 0 | 0 | 0 | 0 | 0 | 0 | 0 | 0 | 0
Stokesdale | 0.11783 | 0.3 | 0 |  | 1220 | 0.045 | 0.01 | 0.018 | 0.013 | 0.012 | 0.019833 | 36.8852 | 1275 | 1466 | 1686 | 1940 | 2230 | Guilford | 0.044 | 0.05 | 0.057 | 0.065 | 0.074 | 0.01 | 0.012 | 0.014 | 0.016 | 0.018 | 0.025 | 0.025 | 0.025 | 0.025 | 0.025 | 0.016 | 0.017 | 0.018 | 0.019 | 0.02 | 0.005 | 0.005 | 0.006 | 0.006 | 0.007 | 0.019 | 0.021 | 0.023 | 0.025 | 0.027 | 0 | 0 | 0 | 0 | 0 | 0 | 0 | 0 | 0 | 0
Roxboro | 2.6608 | 11 | 0 |  | 12369 | 0.501 | 0.318 | 0.728 | 0.051 | 0.375 | 0.68783 | 40.5045 | 12247 | 12285 | 12317 | 12431 | 12576 | Person | 0.505 | 0.51 | 0.515 | 0.52 | 0.525 | 0.267 | 0.267 | 0.269 | 0.274 | 0.281 | 0.984 | 0.988 | 0.992 | 1.004 | 1.264 | 0.045 | 0.045 | 0.046 | 0.047 | 0.049 | 0.401 | 0.403 | 0.407 | 0.411 | 0.423 | 0.711 | 0.714 | 0.719 | 0.728 | 0.82 | 0 | 0 | 10 | 0 | 0 | 0 | 0 | 0 | 0 | 0
Asheboro | 4.8211 | 25.5 | 0.264 |  | 25913 | 1.532 | 0.613 | 1.642 | 0.317 | 0.193 | 0.26008 | 59.1209 | 30689 | 34128 | 37878 | 41627 | 45000 | Randolph | 2.547 | 2.833 | 3.144 | 3.455 | 3.7 | 1.865 | 2.144 | 2.466 | 2.836 | 3.2 | 1.872 | 2.247 | 2.697 | 3.235 | 3.5 | 0.317 | 0.349 | 0.384 | 0.422 | 0.5 | 0.18 | 0.19 | 0.2 | 0.21 | 0.22 | 0.406 | 0.465 | 0.533 | 0.609 | 0.667 | 0 | 0 | 0 | 0 | 0 | 0 | 0 | 0 | 0 | 0
City of Randleman | 0.91117 | 1.125 | 0 |  | 4400 | 0.2288 | 0.092 | 0.427 | 0.068 | 0.004 | 0.091367 | 52 | 4700 | 5100 | 5500 | 5900 | 6300 | Randolph | 0.244 | 0.265 | 0.286 | 0.307 | 0.328 | 0.098 | 0.107 | 0.115 | 0.124 | 0.132 | 0.456 | 0.495 | 0.533 | 0.572 | 0.611 | 0.048 | 0.056 | 0.064 | 0.072 | 0.08 | 0.004 | 0.004 | 0.005 | 0.005 | 0.005 | 0.0956 | 0.1043 | 0.1128 | 0.1215 | 0.13 | 0.25 | 0.25 | 0 | 0 | 0 | 0 | 0 | 0 | 0 | 0
Ramseur | 0.54208 | 6.6 | 0.1188 |  | 3228 | 0.108 | 0.101 | 0 | 0 | 0.088 | 0.12628 | 33.4572 | 3517 | 3780 | 4064 | 4369 | 4696 | Randolph | 0.102 | 0.109 | 0.117 | 0.125 | 0.134 | 0.118 | 0.126 | 0.136 | 0.146 | 0.157 | 0 | 0 | 0 | 0 | 0 | 0 | 0 | 0 | 0 | 0 | 0.074 | 0.08 | 0.086 | 0.091 | 0.098 | 0.164 | 0.175 | 0.189 | 0.201 | 0.216 | 0 | 0 | 0 | 0 | 0 | 0 | 0 | 0 | 0 | 0
Liberty | 0.17392 | 0.559 | 0 |  | 3558 | 0.12 | 0.029 | 0.019 | 0.002 | 0.001 | 0.0029167 | 33.7268 | 3588 | 3608 | 3638 | 3668 | 3700 | Randolph | 0.122 | 0.125 | 0.128 | 0.13 | 0.133 | 0.031 | 0.033 | 0.035 | 0.037 | 0.039 | 0.021 | 0.024 | 0.026 | 0.029 | 0.031 | 0.002 | 0.003 | 0.004 | 0.005 | 0.006 | 0.001 | 0.001 | 0.001 | 0.001 | 0.001 | 0.009 | 0.009 | 0.01 | 0.011 | 0.012 | 0 | 0 | 0 | 0 | 0 | 0 | 0 | 0 | 0 | 0
Archdale | 0.83692 | 1.559 | 0.00025205 |  | 11415 | 0.513 | 0.118 | 0.018 | 0.031 | 0.007 | 0.14966 | 44.9409 | 13000 | 14000 | 15000 | 16000 | 17000 | Randolph | 0.69 | 0.7 | 0.705 | 0.715 | 0.72 | 0.155 | 0.16 | 0.165 | 0.17 | 0.175 | 0.035 | 0.035 | 0.035 | 0.035 | 0.035 | 0.04 | 0.042 | 0.044 | 0.045 | 0.045 | 0.007 | 0.007 | 0.007 | 0.007 | 0.007 | 0.18 | 0.184 | 0.19 | 0.195 | 0.2 | 0 | 0 | 0 | 0 | 0 | 0 | 0 | 0 | 0 | 0
Franklinville | 0.11867 | 0.25 | 0 |  | 1196 | 0.071 | 0.012 | 0.005 | 0 | 0.02 | 0.010667 | 59.3645 | 1250 | 1300 | 1400 | 1500 | 1600 | Randolph | 0.072 | 0.075 | 0.078 | 0.081 | 0.085 | 0.013 | 0.014 | 0.015 | 0.016 | 0.018 | 0.005 | 0.005 | 0.005 | 0.005 | 0.005 | 0 | 0 | 0 | 0 | 0 | 0.022 | 0.023 | 0.024 | 0.025 | 0.026 | 0.007 | 0.008 | 0.008 | 0.008 | 0.009 | 0 | 0 | 0 | 0 | 0 | 0 | 0 | 0 | 0 | 0
Seagrove-Ulah Metro Water District | 0.15892 | 0.5 | 0 |  | 2250 | 0.093 | 0.023 | 0.015 | 0.012 | 0.005 | 0.010917 | 41.3333 | 2350 | 2400 | 2450 | 2500 | 2550 | Randolph | 0.1 | 0.102 | 0.104 | 0.106 | 0.108 | 0.022 | 0.022 | 0.023 | 0.023 | 0.024 | 0.012 | 0.012 | 0.012 | 0.013 | 0.013 | 0.01 | 0.01 | 0.01 | 0.011 | 0.011 | 0.006 | 0.006 | 0.007 | 0.007 | 0.007 | 0.015 | 0.015 | 0.016 | 0.016 | 0.016 | 0 | 0 | 0.5 | 0 | 0 | 0 | 0 | 0 | 0 | 0
Eden | 4.3496 | 24.17 | 1.132 |  | 15527 | 0.807 | 0.226 | 0.27 | 0.58 | 0.85 | 0.48458 | 51.974 | 15777 | 16027 | 16277 | 16527 | 16777 | Rockingham | 0.823 | 0.84 | 0.856 | 0.874 | 0.891 | 0.2 | 0.23 | 0.235 | 0.239 | 0.245 | 0.275 | 0.28 | 0.29 | 0.292 | 0.298 | 0.6 | 0.6 | 0.65 | 0.65 | 0.7 | 0.85 | 0.86 | 0.87 | 0.88 | 0.88 | 0.571 | 0.584 | 0.603 | 0.61 | 0.626 | 0 | 0 | 0 | 0 | 0 | 0 | 0 | 0 | 0 | 0
Reidsville | 4.5866 | 19 | 1.0138 |  | 14164 | 0.491 | 0.845 | 1.201 | 0.016 | 0.184 | 0.83578 | 34.6653 | 14589 | 15027 | 15477 | 15941 | 16420 | Rockingham | 0.4954 | 0.5103 | 0.5256 | 0.5414 | 0.5576 | 0.8526 | 0.8782 | 0.9045 | 0.9317 | 0.9596 | 1.2118 | 1.2482 | 1.2856 | 1.3242 | 1.3639 | 0.0161 | 0.0166 | 0.0171 | 0.0176 | 0.0182 | 0.1857 | 0.1912 | 0.197 | 0.2029 | 0.209 | 1.0547 | 1.0864 | 1.1189 | 1.1525 | 1.1871 | 0 | 0 | 0 | 0 | 0 | 0 | 0 | 0 | 0 | 0
Mayodan | 0.86383 | 10 | 0.123 |  | 2450 | 0.104 | 0.052 | 0.127 | 0.016 | 0.235 | 0.20683 | 42.449 | 2955 | 3250 | 3575 | 3932 | 4000 | Rockingham | 0.141 | 0.142 | 0.143 | 0.144 | 0.144 | 0.044 | 0.044 | 0.045 | 0.045 | 0.045 | 0.133 | 0.134 | 0.135 | 0.136 | 0.136 | 0.022 | 0.022 | 0.022 | 0.023 | 0.023 | 0.118 | 0.119 | 0.12 | 0.121 | 0.121 | 0.12 | 0.12 | 0.12 | 0.12 | 0.12 | 0 | 0 | 0 | 0 | 0 | 0 | 0 | 0 | 0 | 0
Madison | 0.5225 | 16.1 | 0.038 |  | 2787 | 0.092 | 0.032 | 0.184 | 0 | 0.065 | 0.1115 | 33.0104 | 2907 | 3027 | 3147 | 3267 | 3387 | Rockingham | 0.1 | 0.104 | 0.108 | 0.112 | 0.116 | 0.04 | 0.041 | 0.042 | 0.043 | 0.044 | 0.334 | 0.35 | 0.368 | 0.386 | 0.404 | 0 | 0 | 0 | 0 | 0 | 0.07 | 0.072 | 0.074 | 0.076 | 0.078 | 0.162 | 0.169 | 0.176 | 0.184 | 0.191 | 0 | 0 | 0 | 0 | 0 | 0 | 0 | 0 | 0 | 0
Stoneville | 0.12317 | 0.3 | 0 |  | 1300 | 0.091 | 0.014 | 0.006 | 0.004 | 0.001 | 0.0071667 | 70 | 1250 | 1260 | 1275 | 1290 | 1300 | Rockingham | 0.1 | 0.101 | 0.102 | 0.103 | 0.104 | 0.013 | 0.013 | 0.014 | 0.014 | 0.014 | 0.009 | 0.009 | 0.01 | 0.01 | 0.01 | 0.005 | 0.005 | 0.006 | 0.006 | 0.006 | 0.001 | 0.001 | 0.001 | 0.001 | 0.001 | 0.008 | 0.008 | 0.008 | 0.008 | 0.008 | 0 | 0 | 0 | 0 | 0 | 0 | 0 | 0 | 0 | 0
Dan River Water Inc. | 1.0965 | 1.667 | 0 |  | 12102 | 0.848 | 0.015 | 0.05 | 0.015 | 0.005 | 0.1635 | 70.0711 | 12747 | 13499 | 14295 | 15138 | 15300 | Rockingham | 0.801 | 0.849 | 0.899 | 0.952 | 0.99 | 0.019 | 0.021 | 0.022 | 0.023 | 0.025 | 0.05 | 0.05 | 0.05 | 0.05 | 0.05 | 0.016 | 0.017 | 0.018 | 0.019 | 0.021 | 0.006 | 0.006 | 0.007 | 0.007 | 0.008 | 0.07 | 0.07 | 0.08 | 0.08 | 0.08 | 0 | 0 | 0 | 0 | 0 | 0 | 0 | 0 | 0 | 0
Rockingham Co | 0.10691 | 0.75 | 0 |  | 1069 | 0.063 | 0.008 | 0.004 | 0.007 | 0.019 | 0.0059083 | 58.9336 | 1300 | 1500 | 1700 | 1900 | 2100 | Rockingham | 0.065 | 0.068 | 0.071 | 0.075 | 0.078 | 0.015 | 0.017 | 0.019 | 0.021 | 0.023 | 0.009 | 0.011 | 0.013 | 0.015 | 0.017 | 0.013 | 0.015 | 0.017 | 0.019 | 0.021 | 0.02 | 0.02 | 0.02 | 0.02 | 0.02 | 0.014 | 0.015 | 0.016 | 0.017 | 0.018 | 0 | 0 | 0 | 0 | 0 | 0 | 0 | 0 | 0 | 0
King | 1.5349 | 50 | 0 |  | 20490 | 1.1786 | 0.1617 | 0.0273 | 0.0226 | 0.0728 | 0.071917 | 57.5207 | 23540 | 26590 | 29640 | 32680 | 35720 | Stokes | 1.3 | 1.418 | 1.654 | 1.89 | 2.126 | 0.223 | 0.261 | 0.305 | 0.357 | 0.418 | 0.02 | 0.03 | 0.033 | 0.035 | 0.037 | 0.025 | 0.026 | 0.033 | 0.037 | 0.043 | 0.08 | 0.09 | 0.095 | 0.1 | 0.1 | 0.0822 | 0.0911 | 0.1058 | 0.1207 | 0.1359 | 0 | 0 | 0 | 0 | 0 | 0 | 0 | 0 | 0 | 0
Walnut Cove | 0.22275 | 0.41 | 0 |  | 1400 | 0.0632 | 0.1061 | 0.055 | 0.0012 | 0.001 | -0.00375 | 45.1429 | 1475 | 1500 | 1550 | 1600 | 1650 | Stokes | 0.11 | 0.112 | 0.114 | 0.116 | 0.118 | 0.071 | 0.073 | 0.074 | 0.076 | 0.077 | 0.1 | 0.1 | 0.1 | 0.1 | 0.1 | 0.013 | 0.014 | 0.014 | 0.014 | 0.015 | 0.001 | 0.001 | 0.002 | 0.002 | 0.002 | 0.015 | 0.015 | 0.015 | 0.016 | 0.016 | 0 | 0 | 0 | 0 | 0 | 0 | 0 | 0 | 0 | 0
Danbury | 0.031417 | 0.061 | 0 |  | 108 | 0.004 | 0.001 | 0 | 0.021 | 0.003 | 0.0024167 | 37.037 | 135 | 140 | 145 | 155 | 165 | Stokes | 0.005 | 0.005 | 0.005 | 0.005 | 0.006 | 0.001 | 0.001 | 0.001 | 0.002 | 0.002 | 0 | 0 | 0 | 0 | 0 | 0.023 | 0.023 | 0.024 | 0.024 | 0.025 | 0.003 | 0.003 | 0.003 | 0.003 | 0.003 | 0.005 | 0.005 | 0.006 | 0.006 | 0.007 | 0 | 0 | 0 | 0 | 0 | 0 | 0 | 0 | 0 | 0
Stokes County WASA | 0.0225 | 0.2 | 0.007 |  | 368 | 0.012 | 0.001 | 0 | 0 | 0 | 0.0025 | 32.6087 | 400 | 420 | 440 | 460 | 460 | Stokes | 0.013 | 0.013 | 0.014 | 0.014 | 0.014 | 0.002 | 0.002 | 0.002 | 0.003 | 0.003 | 0 | 0 | 0 | 0 | 0 | 0 | 0 | 0 | 0 | 0 | 0.001 | 0.001 | 0.001 | 0.001 | 0.001 | 0.002 | 0.002 | 0.002 | 0.003 | 0.003 | 0 | 0 | 0 | 0 | 0 | 0 | 0 | 0 | 0 | 0
Mount Airy | 2.2098 | 15.3 | 0.217 |  | 10417 | 0.46 | 0.562 | 0.201 | 0.102 | 0.334 | 0.33383 | 44.1586 | 10800 | 12500 | 14400 | 16600 | 19100 | Surry | 0.54 | 0.625 | 0.72 | 0.83 | 0.955 | 0.54 | 0.625 | 0.72 | 0.83 | 0.955 | 0.325 | 0.375 | 0.43 | 0.5 | 0.57 | 0.2 | 0.25 | 0.3 | 0.35 | 0.4 | 0.325 | 0.375 | 0.43 | 0.49 | 0.56 | 0.385 | 0.44 | 0.5 | 0.57 | 0.65 | 0 | 0 | 0 | 0 | 0 | 0 | 0 | 0 | 0 | 0
Elkin | 0.81975 | 5.8 | 0.10207 |  | 4024 | 0.167 | 0.178 | 0.089 | 0.083 | 0.055 | 0.14568 | 41.501 | 4100 | 4150 | 4480 | 4600 | 4840 | Surry | 0.17 | 0.175 | 0.18 | 0.185 | 0.19 | 0.18 | 0.182 | 0.185 | 0.187 | 0.189 | 0.095 | 0.096 | 0.097 | 0.098 | 0.1 | 0.09 | 0.092 | 0.095 | 0.098 | 0.1 | 0.055 | 0.055 | 0.055 | 0.055 | 0.055 | 0.091 | 0.094 | 0.099 | 0.101 | 0.104 | 0 | 0 | 0 | 0 | 0 | 0 | 0 | 0 | 0 | 0
Pilot Mountain | 0.24375 | 2.25 | 0 |  | 1900 | 0.103 | 0.079 | 0.004 | 0.006 | 0.015 | 0.03675 | 54.2105 | 1976 | 1996 | 2016 | 2036 | 2056 | Surry | 0.119 | 0.12 | 0.12 | 0.121 | 0.121 | 0.07 | 0.07 | 0.07 | 0.07 | 0.07 | 0.004 | 0.004 | 0.005 | 0.005 | 0.005 | 0.012 | 0.012 | 0.013 | 0.013 | 0.014 | 0.01 | 0.01 | 0.01 | 0.01 | 0.01 | 0.03 | 0.03 | 0.03 | 0.03 | 0.03 | 0 | 0 | 0 | 0 | 0 | 0 | 0 | 0 | 0 | 0
Dobson | 1.1052 | 2.24 | 0 |  | 2200 | 0.08 | 0.09 | 0.83 | 0.032 | 0.006 | 0.067167 | 36.3636 | 2222 | 2266 | 2310 | 2354 | 2398 | Surry | 0.101 | 0.103 | 0.104 | 0.106 | 0.107 | 0.103 | 0.105 | 0.11 | 0.115 | 0.12 | 0.563 | 0.565 | 0.57 | 0.575 | 0.58 | 0.022 | 0.023 | 0.024 | 0.025 | 0.026 | 0.016 | 0.016 | 0.016 | 0.016 | 0.016 | 0.07 | 0.07 | 0.07 | 0.07 | 0.07 | 0 | 0 | 0 | 0 | 0 | 0 | 0 | 0 | 0 | 0
Kerr Lake Regional Water | 6.2426 | 20 | 4.431 |  | 15638 | 0.811 | 0.791 | 0.005 | 0 | 0.104 | 0.10058 | 51.8609 | 20275 | 26500 | 30250 | 33000 | 34000 | Vance | 1.0543 | 1.376 | 1.572 | 1.72 | 1.769 | 1.0283 | 1.3368 | 1.7378 | 2.2592 | 2.9369 | 0.0065 | 0.0085 | 0.011 | 0.0143 | 0.0186 | 0 | 0 | 0 | 0 | 0 | 0.1352 | 0.1758 | 0.2285 | 0.297 | 0.3861 | 0.13 | 0.17 | 0.2197 | 0.2856 | 0.3713 | 0 | 0 | 0 | 0 | 0 | 0 | 0 | 0 | 0 | 0
Warrenton | 0.20975 | 0.4 | 0 |  | 2250 | 0.078 | 0.02 | 0.01 | 0.042 | 0.01 | 0.04975 | 34.6667 | 2275 | 2300 | 2325 | 2350 | 2375 | Warren | 0.079 | 0.08 | 0.08 | 0.081 | 0.081 | 0.022 | 0.023 | 0.024 | 0.025 | 0.026 | 0.02 | 0.025 | 0.03 | 0.035 | 0.04 | 0.042 | 0.042 | 0.045 | 0.045 | 0.045 | 0.01 | 0.01 | 0.01 | 0.01 | 0.01 | 0.054 | 0.056 | 0.059 | 0.061 | 0.063 | 0 | 0 | 0 | 0 | 0 | 0 | 0 | 0 | 0 | 0
Warren County | 0.92383 | 2 | 0.317 |  | 8590 | 0.41 | 0.009 | 0.038 | 0.129 | 0.011 | 0.0098333 | 47.7299 | 8345 | 8425 | 8500 | 8600 | 8675 | Warren | 0.315 | 0.318 | 0.321 | 0.324 | 0.327 | 0.009 | 0.01 | 0.011 | 0.012 | 0.013 | 0.06 | 0.07 | 0.07 | 0.07 | 0.07 | 0.156 | 0.157 | 0.158 | 0.159 | 0.16 | 0.01 | 0.01 | 0.01 | 0.01 | 0.01 | 0.051 | 0.053 | 0.053 | 0.054 | 0.054 | 0 | 0 | 0 | 0 | 0 | 0 | 0 | 0 | 0 | 0
Norlina | 0.10908 | 0.2 | 0 |  | 1016 | 0.0604 | 0.002 | 0.02 | 0.0213 | 0.0005 | 0.0048833 | 59.4488 | 1100 | 1100 | 1100 | 1100 | 1100 | Warren | 0.1 | 0.1 | 0.1 | 0.1 | 0.1 | 0.012 | 0.012 | 0.012 | 0.012 | 0.012 | 0.027 | 0.027 | 0.027 | 0.027 | 0.027 | 0.001 | 0.001 | 0.001 | 0.001 | 0.001 | 0.0005 | 0.0005 | 0.0005 | 0.0005 | 0.0005 | 0.0078 | 0.0078 | 0.0078 | 0.0078 | 0.0078 | 0 | 0 | 0 | 0 | 0 | 0 | 0 | 0 | 0 | 0
Jonesville | 0.4925 | 40.824 | 0.058 |  | 2260 | 0.115 | 0.121 | 0.004 | 0.007 | 0.017 | 0.1705 | 50.885 | 2260 | 2270 | 2280 | 2290 | 2300 | Yadkin | 0.115 | 0.115 | 0.115 | 0.116 | 0.116 | 0.12 | 0.12 | 0.12 | 0.12 | 0.12 | 0.004 | 0.004 | 0.004 | 0.004 | 0.004 | 0.007 | 0.008 | 0.008 | 0.008 | 0.008 | 0.016 | 0.015 | 0.014 | 0.014 | 0.015 | 0.1673 | 0.1673 | 0.1667 | 0.1673 | 0.168 | 0 | 0 | 0 | 0 | 0 | 0 | 0 | 0 | 0 | 0
Yadkinville | 0.83808 | 1.7 | 0 |  | 2938 | 0.148 | 0.097 | 0.3 | 0.057 | 0.077 | 0.15908 | 50.3744 | 3000 | 3300 | 3700 | 4200 | 4800 | Yadkin | 0.163 | 0.172 | 0.185 | 0.21 | 0.24 | 0.1 | 0.11 | 0.12 | 0.13 | 0.14 | 0.334 | 0.369 | 0.407 | 0.45 | 0.5 | 0.06 | 0.066 | 0.074 | 0.084 | 0.096 | 0.06 | 0.063 | 0.065 | 0.067 | 0.072 | 0.155 | 0.16 | 0.17 | 0.18 | 0.19 | 0 | 0 | 0 | 0 | 0 | 0 | 0 | 0 | 0 | 0
Boonville | 0.15258 | 0.353 | 0 |  | 1174 | 0.065 | 0.043 | 0 | 0.012 | 0.001 | 0.031583 | 55.3663 | 1177 | 1189 | 1201 | 1213 | 1225 | Yadkin | 0.065 | 0.065 | 0.065 | 0.065 | 0.065 | 0.043 | 0.043 | 0.043 | 0.043 | 0.043 | 0 | 0 | 0 | 0 | 0 | 0.012 | 0.012 | 0.012 | 0.012 | 0.012 | 0.001 | 0.001 | 0.001 | 0.001 | 0.001 | 0.032 | 0.032 | 0.032 | 0.032 | 0.032 | 0.144 | 0 | 0 | 0 | 0 | 0 | 0 | 0 | 0 | 0
East Bend | 0.053692 | 0.245 | 0 |  | 1425 | 0.038 | 0.006 | 0.001 | 0.002 | 0.002 | 0.0046917 | 26.6667 | 1429 | 1443 | 1457 | 1472 | 1487 | Yadkin | 0.043 | 0.043 | 0.043 | 0.043 | 0.043 | 0.007 | 0.007 | 0.007 | 0.007 | 0.008 | 0.001 | 0.001 | 0.001 | 0.001 | 0.001 | 0.002 | 0.002 | 0.002 | 0.002 | 0.003 | 0.002 | 0.002 | 0.002 | 0.002 | 0.002 | 0.004 | 0.004 | 0.004 | 0.004 | 0.005 | 0.2 | 0 | 0 | 0 | 0 | 0 | 0 | 0 | 0 | 0
Anson Co | 7.1063 | 16 | 4.12 |  | 26948 | 0.877 | 0.416 | 0.364 | 0.296 | 1.5 | -0.46675 | 32.5442 | 24909 | 24094 | 24500 | 25000 | 25500 | Anson | 0.8 | 0.83 | 0.86 | 0.93 | 0.97 | 0.32 | 0.35 | 0.38 | 0.41 | 0.44 | 0.421 | 0.424 | 0.427 | 0.43 | 0.433 | 0.3 | 0.3 | 0.32 | 0.35 | 0.37 | 0.72 | 0.79 | 0.8 | 0.82 | 0.86 | 0.832 | 0.875 | 0.886 | 0.955 | 0.998 | 0 | 0 | 0 | 0 | 0 | 0.1 | 0 | 0 | 0 | 0
Ansonville | 0.14942 | 0.2 | 0 |  | 1116 | 0.073 | 0.034 | 0 | 0 | 0.008 | 0.034417 | 65.4122 | 1122 | 1162 | 1202 | 1242 | 1282 | Anson | 0.073 | 0.075 | 0.077 | 0.079 | 0.081 | 0.034 | 0.036 | 0.038 | 0.04 | 0.042 | 0 | 0 | 0 | 0 | 0 | 0 | 0 | 0 | 0 | 0 | 0.008 | 0.009 | 0.009 | 0.009 | 0.009 | 0.034 | 0.035 | 0.037 | 0.038 | 0.039 | 0 | 0 | 0 | 0 | 0 | 0 | 0 | 0 | 0 | 0
Wadesboro | 0.66108 | 2.6 | 0 |  | 5500 | 0.29 | 0.013 | 0.225 | 0.283 | 0.003 | -0.15292 | 52.7273 | 5800 | 6200 | 6500 | 6700 | 7000 | Anson | 0.4 | 0.41 | 0.415 | 0.42 | 0.42 | 0.06 | 0.078 | 0.081 | 0.085 | 0.085 | 0.099 | 0.099 | 0.1 | 0.1 | 0.1 | 0.015 | 0.015 | 0.018 | 0.018 | 0.02 | 0.002 | 0.002 | 0.003 | 0.003 | 0.003 | 0.033 | 0.034 | 0.035 | 0.035 | 0.035 | 0 | 0 | 0 | 0 | 0 | 0 | 0 | 0 | 0 | 0
Lilesville | 0.046917 | 0.06 | 0 |  | 536 | 0.034 | 0.002 | 0 | 0 | 0.001 | 0.0099167 | 63.4328 | 536 | 536 | 536 | 536 | 536 | Anson | 0.034 | 0.034 | 0.034 | 0.034 | 0.034 | 0.002 | 0.002 | 0.002 | 0.002 | 0.002 | 0 | 0 | 0 | 0 | 0 | 0 | 0 | 0 | 0 | 0 | 0 | 0 | 0 | 0 | 0 | 0.01 | 0.01 | 0.01 | 0.01 | 0.01 | 0 | 0 | 0 | 0 | 0 | 0 | 0 | 0 | 0 | 0
Polkton | 0.065 | 0 | 0 |  | 838 | 0.051 | 0 | 0 | 0 | 0.001 | 0.013 | 60.8592 | 844 | 864 | 884 | 904 | 924 | Anson | 0.051 | 0.052 | 0.053 | 0.054 | 0.055 | 0 | 0 | 0 | 0 | 0 | 0 | 0 | 0 | 0 | 0 | 0 | 0 | 0 | 0 | 0 | 0.001 | 0.001 | 0.001 | 0.001 | 0.001 | 0.013 | 0.013 | 0.014 | 0.014 | 0.014 | 0.1 | 0 | 0 | 0 | 0 | 0 | 0 | 0 | 0 | 0
Peachland | 0.032667 | 0.06 | 0 |  | 423 | 0.019 | 0.002 | 0 | 0 | 0.004 | 0.0076667 | 44.9173 | 423 | 423 | 423 | 423 | 423 | Anson | 0.019 | 0.019 | 0.019 | 0.019 | 0.019 | 0.002 | 0.002 | 0.002 | 0.002 | 0.002 | 0 | 0 | 0 | 0 | 0 | 0 | 0 | 0 | 0 | 0 | 0.004 | 0.004 | 0.004 | 0.004 | 0.004 | 0.008 | 0.008 | 0.008 | 0.008 | 0.008 | 0 | 0 | 0 | 0 | 0 | 0 | 0 | 0 | 0 | 0
Morven | 0.037583 | 0.06 | 0 |  | 512 | 0.036 | 0 | 0 | 0 | 0.001 | 0.00058333 | 70.3125 | 515 | 525 | 535 | 545 | 555 | Anson | 0.0361 | 0.0368 | 0.0375 | 0.0382 | 0.0389 | 0 | 0.001 | 0 | 0 | 0 | 0 | 0 | 0 | 0 | 0 | 0 | 0 | 0 | 0 | 0 | 0.001 | 0.001 | 0.001 | 0.001 | 0.001 | 0.002 | 0.002 | 0.002 | 0.002 | 0.002 | 0 | 0 | 0 | 0 | 0 | 0 | 0 | 0 | 0 | 0
Elizabethtown | 0.45933 | 1.27 | 0 |  | 3608 | 0.1837 | 0.0663 | 0.0107 | 0.1314 | 0.0202 | 0.047033 | 50.9146 | 3612 | 3641 | 3670 | 3699 | 3728 | Bladen | 0.181 | 0.183 | 0.185 | 0.187 | 0.189 | 0.159 | 0.162 | 0.167 | 0.172 | 0.186 | 0.015 | 0.017 | 0.019 | 0.021 | 0.025 | 0.057 | 0.059 | 0.059 | 0.06 | 0.06 | 0.031 | 0.031 | 0.031 | 0.031 | 0.031 | 0.076 | 0.078 | 0.079 | 0.081 | 0.085 | 0 | 0 | 0 | 0 | 0 | 0 | 0 | 0 | 0 | 0
Bladenboro | 0.17433 | 0.736 | 0 |  | 1780 | 0.087 | 0.015 | 0.026 | 0.005 | 0.001 | 0.040333 | 48.8764 | 1800 | 1850 | 1900 | 1950 | 2000 | Bladen | 0.087 | 0.09 | 0.091 | 0.092 | 0.094 | 0.017 | 0.018 | 0.018 | 0.02 | 0.02 | 0.027 | 0.028 | 0.03 | 0.03 | 0.032 | 0.005 | 0.005 | 0.005 | 0.006 | 0.006 | 0.001 | 0.001 | 0.001 | 0.001 | 0.001 | 0.025 | 0.026 | 0.026 | 0.027 | 0.028 | 0 | 0 | 0 | 0 | 0 | 0 | 0 | 0 | 0 | 0
Clarkton | 0.18983 | 0.684 | 0 |  | 790 | 0.068 | 0.006 | 0.056 | 0.006 | 0.018 | 0.035833 | 86.0759 | 797 | 813 | 821 | 829 | 838 | Bladen | 0.069 | 0.069 | 0.069 | 0.069 | 0.069 | 0.01 | 0.011 | 0.012 | 0.013 | 0.014 | 0.06 | 0.061 | 0.062 | 0.063 | 0.064 | 0.01 | 0.011 | 0.012 | 0.013 | 0.014 | 0.015 | 0.015 | 0.015 | 0.015 | 0.015 | 0.03 | 0.03 | 0.031 | 0.031 | 0.032 | 0 | 0 | 0 | 0 | 0 | 0 | 0 | 0 | 0 | 0
Dublin | 0.034833 | 0.15 | 0 |  | 445 | 0.034 | 0 | 0 | 0 | 0.001 | -0.00016667 | 76.4045 | 450 | 455 | 460 | 465 | 470 | Bladen | 0.034 | 0.035 | 0.035 | 0.036 | 0.036 | 0 | 0 | 0 | 0 | 0 | 0 | 0 | 0 | 0 | 0 | 0 | 0 | 0 | 0 | 0 | 0.002 | 0.001 | 0.001 | 0.001 | 0.001 | 0.0024 | 0.0024 | 0.0024 | 0.0024 | 0.0024 | 0 | 0 | 0 | 0 | 0 | 0 | 0 | 0 | 0 | 0
White Lake | 0.16667 | 0.95 | 0 |  | 885 | 0.101 | 0.051 | 0.001 | 0.001 | 0.012 | 0.00066667 | 114.1243 | 1000 | 1010 | 1015 | 1015 | 1015 | Bladen | 0.1 | 0.1 | 0.1 | 0.1 | 0.1 | 0.035 | 0.035 | 0.035 | 0.035 | 0.035 | 0 | 0 | 0 | 0 | 0 | 0.021 | 0.021 | 0.022 | 0.022 | 0.022 | 0.019 | 0.019 | 0.019 | 0.019 | 0.019 | 0.014 | 0.016 | 0.018 | 0.02 | 0.024 | 0 | 0 | 0 | 0 | 0 | 0 | 0 | 0 | 0 | 0
East Arcadia | 0.15525 | 0.47 | 0.013 |  | 609 | 0.013 | 0.017 | 0 | 0 | 0.001 | 0.11125 | 21.3465 | 617 | 677 | 737 | 797 | 857 | Bladen | 0.013 | 0.014 | 0.015 | 0.016 | 0.017 | 0.017 | 0.018 | 0.019 | 0.02 | 0.021 | 0 | 0 | 0 | 0 | 0 | 0 | 0 | 0 | 0 | 0 | 0.001 | 0.001 | 0.001 | 0.001 | 0.001 | 0.111 | 0.118 | 0.125 | 0.132 | 0.14 | 0 | 0 | 0 | 0 | 0 | 0 | 0 | 0 | 0 | 0
Bladen Co WD (West Bladen) | 0.915 | 1.637 | 0 |  | 4641 | 0.56 | 0.05 | 0.03 | 0 | 0.13 | 0.145 | 120.6637 | 4690 | 4740 | 4790 | 4840 | 4890 | Bladen | 0.55 | 0.57 | 0.59 | 0.6 | 0.61 | 0.058 | 0.062 | 0.066 | 0.071 | 0.076 | 0.031 | 0.031 | 0.032 | 0.032 | 0.033 | 0 | 0 | 0 | 0 | 0 | 0.001 | 0.001 | 0.001 | 0.001 | 0.002 | 0.108 | 0.112 | 0.116 | 0.119 | 0.122 | 0 | 0 | 0 | 0 | 0 | 0 | 0 | 0 | 0 | 0
Bladen Co WD (East Bladen) | 0.24592 | 0.607 | 0 |  | 1519 | 0.15 | 0.013 | 0 | 0 | 0.05 | 0.032917 | 98.7492 | 1550 | 1600 | 1650 | 1700 | 1750 | Bladen | 0.153 | 0.158 | 0.163 | 0.168 | 0.173 | 0.021 | 0.021 | 0.021 | 0.021 | 0.021 | 0 | 0 | 0 | 0 | 0 | 0 | 0 | 0 | 0 | 0 | 0 | 0 | 0 | 0 | 0 | 0.03 | 0.031 | 0.032 | 0.033 | 0.034 | 0 | 0 | 0 | 0 | 0 | 0 | 0 | 0 | 0 | 0
Siler City | 2.2392 | 4 | 0.335 |  | 8635 | 0.666 | 0.465 | 0.037 | 0.033 | 0.096 | 0.60717 | 77.128 | 8807 | 8983 | 9163 | 9346 | 9533 | Chatham | 0.667 | 0.679 | 0.686 | 0.69 | 0.699 | 0.469 | 0.473 | 0.478 | 0.483 | 0.488 | 0.037 | 0.038 | 0.038 | 0.039 | 0.039 | 0.033 | 0.034 | 0.034 | 0.034 | 0.035 | 0.097 | 0.099 | 0.101 | 0.103 | 0.105 | 0.45 | 0.46 | 0.47 | 0.48 | 0.49 | 0 | 0 | 0 | 0 | 0 | 0 | 0 | 0 | 0 | 0
Pittsboro | 0 | 2 | 0.022055 |  | 2095 | 0 | 0 | 0 | 0 | 0.0005 | -0.022555 | 0 | 24000 | 58600 | 79900 | 87100 | 96800 | Chatham | 1.775 | 4.493 | 6.109 | 6.568 | 7.187 | 0.573 | 1.319 | 1.794 | 1.973 | 2.213 | 0.223 | 0.48 | 0.607 | 0.607 | 0.607 | 0 | 0 | 0 | 0 | 0 | 0.222 | 0.52 | 0.48 | 0.515 | 0.561 | -2.3428 | -5.7139 | -7.5408 | -8.1053 | -8.8644 | 0 | 0 | 0 | 0 | 0 | 0 | 0 | 0 | 0 | 0
Goldston Gulf SD | 0.078333 | 0.25 | 0 |  | 1250 | 0.051 | 0 | 0 | 0 | 0.015 | 0.012333 | 40.8 | 1280 | 1290 | 1295 | 1300 | 1305 | Chatham | 0.05 | 0.05 | 0.051 | 0.051 | 0.052 | 0 | 0 | 0 | 0 | 0 | 0 | 0 | 0 | 0 | 0 | 0 | 0 | 0 | 0 | 0 | 0.01 | 0.01 | 0.012 | 0.012 | 0.012 | 0.012 | 0.012 | 0.012 | 0.012 | 0.012 | 0 | 0 | 0 | 0 | 0 | 0 | 0 | 0 | 0 | 0
Chatham County Southwest Water System | 0.34267 | 0.5 | 0.013 |  | 2100 | 0.095 | 0.03 | 0.115 | 0.01 | 0.041 | 0.038667 | 45.2381 | 2601 | 3019 | 3503 | 4066 | 4719 | Chatham | 0.104 | 0.121 | 0.14 | 0.163 | 0.189 | 0.018 | 0.021 | 0.024 | 0.029 | 0.033 | 0.095 | 0.111 | 0.129 | 0.149 | 0.163 | 0.006 | 0.007 | 0.008 | 0.01 | 0.011 | 0.034 | 0.034 | 0.034 | 0.034 | 0.034 | 0.04 | 0.046 | 0.052 | 0.06 | 0.067 | 0 | 0.5 | 0 | 0 | 0 | 0 | 0 | 0 | 0 | 0
Chatham County North Water System | 2.0392 | 7 | 0.001211 |  | 18078 | 1.342 | 0.14 | 0.207 | 0.033 | 0.086 | 0.22996 | 74.2339 | 25883 | 41610 | 57338 | 73998 | 93995 | Chatham | 2.4 | 3.95 | 5.45 | 6.97 | 8.93 | 0.277 | 0.531 | 0.839 | 1.074 | 1.374 | 0.36 | 0.69 | 1.09 | 1.395 | 1.785 | 0.083 | 0.159 | 0.251 | 0.321 | 0.411 | 0.15 | 0.25 | 0.35 | 0.45 | 0.6 | 0.474 | 0.809 | 1.156 | 1.48 | 1.898 | 7 | 0 | 5 | 0 | 0 | 0 | 0 | 0 | 0 | 0
Fayetteville | 27.3778 | 85.8 | 3.432 |  | 206099 | 9.853 | 5.046 | 2.759 | 0 | 3.234 | 3.0538 | 47.8071 | 238298 | 287012 | 339405 | 355921 | 372438 | Cumberland | 15.013 | 18.082 | 21.383 | 22.423 | 23.464 | 6.434 | 7.75 | 9.164 | 9.61 | 10.056 | 5.81 | 9.77 | 13.51 | 18.57 | 23.63 | 0 | 0 | 0 | 0 | 0 | 2.712 | 3.464 | 4.23 | 4.837 | 5.437 | 2.39 | 3.053 | 3.728 | 4.263 | 4.791 | 0 | 0 | 0 | 0 | 0 | 0.559 | 0.349 | 0.31 | 0.484 | 0.219
Spring Lake | 0.96108 | 1.713 | 0.087 |  | 9331 | 0.43 | 0.25 | 0.023 | 0.019 | 0.098 | 0.054083 | 46.0829 | 9500 | 10100 | 10800 | 11600 | 12500 | Cumberland | 0.5 | 0.55 | 0.6 | 0.65 | 0.775 | 0.3 | 0.35 | 0.4 | 0.45 | 0.5 | 0.028 | 0.034 | 0.04 | 0.05 | 0.09 | 0.025 | 0.03 | 0.035 | 0.04 | 0.05 | 0.12 | 0.12 | 0.12 | 0.12 | 0.12 | 0.066 | 0.074 | 0.082 | 0.089 | 0.105 | 0.012 | 0.092 | 0.13 | 0.1 | 0 | 0 | 0 | 0 | 0 | 0
Stedman | 0.099167 | 0.116 | 0.004 |  | 1063 | 0.07 | 0.01 | 0 | 0.004 | 0.005 | 0.0061667 | 65.8514 | 1187 | 1200 | 1225 | 1250 | 1275 | Cumberland | 0.059 | 0.066 | 0.08 | 0.081 | 0.082 | 0.005 | 0.006 | 0.007 | 0.008 | 0.009 | 0 | 0 | 0 | 0 | 0 | 0.01 | 0.01 | 0.01 | 0.011 | 0.012 | 0 | 0 | 0 | 0 | 0 | 0.014 | 0.015 | 0.016 | 0.017 | 0.018 | 0.007 | 0.009 | 0.016 | 0.004 | 0 | 0 | 0 | 0 | 0 | 0
Falcon | 0.10342 | 0.2 | 0.011 |  | 714 | 0.051 | 0.027 | 0 | 0.012 | 0 | 0.0024167 | 71.4286 | 719 | 740 | 748 | 755 | 763 | Cumberland | 0.059 | 0.062 | 0.063 | 0.063 | 0.064 | 0.034 | 0.034 | 0.035 | 0.035 | 0.035 | 0 | 0 | 0 | 0 | 0 | 0.012 | 0.013 | 0.013 | 0.014 | 0.015 | 0.001 | 0.001 | 0.001 | 0.001 | 0.001 | 0.006 | 0.006 | 0.006 | 0.006 | 0.006 | 0 | 0 | 0 | 0 | 0 | 0 | 0 | 0 | 0 | 0
Wade | 0.052417 | 0.344 | 0 |  | 555 | 0.03 | 0.003 | 0 | 0.005 | 0.007 | 0.0074167 | 54.0541 | 590 | 595 | 660 | 730 | 900 | Cumberland | 0.038 | 0.04 | 0.044 | 0.05 | 0.061 | 0.005 | 0.005 | 0.006 | 0.006 | 0.007 | 0 | 0 | 0 | 0 | 0 | 0.01 | 0.01 | 0.01 | 0.012 | 0.012 | 0.002 | 0.002 | 0.002 | 0.002 | 0.002 | 0.007 | 0.007 | 0.007 | 0.008 | 0.01 | 0 | 0 | 0 | 0 | 0 | 0 | 0 | 0 | 0 | 0
Linden | 0.11383 | 0.25 | 0.006 |  | 1653 | 0.09 | 0.012 | 0 | 0.001 | 0.001 | 0.0038333 | 54.4465 | 1700 | 1725 | 1750 | 1775 | 1800 | Cumberland | 0.098 | 0.098 | 0.099 | 0.099 | 0.1 | 0.012 | 0.012 | 0.012 | 0.013 | 0.014 | 0 | 0 | 0 | 0 | 0 | 0.002 | 0.002 | 0.003 | 0.003 | 0.004 | 0 | 0 | 0 | 0 | 0 | 0.008 | 0.008 | 0.008 | 0.008 | 0.008 | 0 | 0 | 0 | 0 | 0 | 0 | 0 | 0 | 0 | 0
Godwin | 0.011917 | 0.04 | 0 |  | 257 | 0.01 | 0 | 0 | 0 | 0.001 | 0.00091667 | 38.9105 | 258 | 268 | 278 | 288 | 290 | Cumberland | 0.01 | 0.01 | 0.01 | 0.012 | 0.012 | 0 | 0 | 0 | 0 | 0 | 0.001 | 0.001 | 0.001 | 0.001 | 0.001 | 0 | 0 | 0 | 0 | 0 | 0 | 0 | 0 | 0 | 0 | 0.001 | 0.001 | 0.001 | 0.001 | 0.001 | 0 | 0 | 0 | 0 | 0 | 0 | 0 | 0 | 0 | 0
Brookwood Community | 1.1502 | 2.452 | 0 |  | 16853 | 1.064 | 0.06 | 0 | 0 | 0.001 | 0.025167 | 63.1342 | 16800 | 16750 | 16700 | 16650 | 16600 | Cumberland | 1.05 | 1 | 0.95 | 0.9 | 0.85 | 0.068 | 0.065 | 0.063 | 0.06 | 0.055 | 0 | 0 | 0 | 0 | 0 | 0 | 0 | 0 | 0 | 0 | 0 | 0 | 0 | 0 | 0 | 0.031 | 0.029 | 0.028 | 0.026 | 0.025 | 0 | 0 | 0 | 0 | 0 | 0 | 0 | 0 | 0 | 0
Cliffdale West | 1.1567 | 1.974 | 0 |  | 14080 | 0.989 | 0.019 | 0 | 0 | 0 | 0.14875 | 70.2415 | 14080 | 14000 | 13900 | 13800 | 13700 | Cumberland | 1 | 0.98 | 0.975 | 0.95 | 0.9 | 0.022 | 0.02 | 0.018 | 0.015 | 0.012 | 0 | 0 | 0 | 0 | 0 | 0 | 0 | 0 | 0 | 0 | 0 | 0 | 0 | 0 | 0 | 0.015 | 0.015 | 0.015 | 0.014 | 0.013 | 0 | 0 | 0 | 0 | 0 | 0 | 0 | 0 | 0 | 0
Durham | 28.8758 | 44.4 | 0.29145 |  | 275123 | 13.7 | 5.8 | 2.22 | 3.54 | 1.61 | 1.7144 | 49.7959 | 286419 | 329421 | 372423 | 415425 | 458426 | Durham | 15.47 | 17.46 | 19.37 | 21.19 | 22.92 | 7.19 | 8.4 | 9.5 | 10.53 | 11.49 | 1.24 | 1.47 | 1.68 | 1.89 | 2.07 | 2.19 | 2.41 | 2.63 | 2.84 | 3.05 | 1.04 | 1.16 | 1.3 | 1.42 | 1.51 | 3.53 | 3.24 | 3.62 | 3.98 | 3.33 | 5.2 | 0 | 0 | 0 | 0 | 0 | 0 | 0 | 0 | 0
Dunn | 3.0583 | 12 | 1.48 |  | 9873 | 0.53 | 0.451 | 0.048 | 0.163 | 0.1 | 0.28633 | 53.6818 | 9900 | 10000 | 10100 | 10200 | 10300 | Harnett | 0.553 | 0.564 | 0.575 | 0.587 | 0.599 | 0.535 | 0.546 | 0.557 | 0.568 | 0.579 | 0.097 | 0.099 | 0.101 | 0.103 | 0.105 | 0.17 | 0.173 | 0.177 | 0.181 | 0.185 | 0.11 | 0.12 | 0.13 | 0.14 | 0.15 | 0.327 | 0.335 | 0.343 | 0.352 | 0.361 | 0 | 0 | 0 | 0 | 0 | 0 | 0 | 0 | 0 | 0
Angier | 0.45908 | 2.02 | 0 |  | 6346 | 0.29 | 0.039 | 0.007 | 0.011 | 0.052 | 0.060083 | 45.6981 | 8000 | 10000 | 15000 | 20000 | 25000 | Harnett | 0.4 | 0.487 | 0.731 | 0.974 | 1.2 | 0.061 | 0.085 | 0.1 | 0.125 | 0.15 | 0.006 | 0.01 | 0.013 | 0.016 | 0.019 | 0.006 | 0.01 | 0.012 | 0.015 | 0.018 | 0.006 | 0.008 | 0.009 | 0.01 | 0.011 | 0.077 | 0.12 | 0.148 | 0.23 | 0.24 | 0 | 0 | 0 | 0 | 0 | 0 | 0 | 0 | 0 | 0
Coats | 0.13383 | 0.72 | 0 |  | 2380 | 0.105 | 0.013 | 0 | 0.004 | 0.001 | 0.010833 | 44.1176 | 2302 | 2359 | 2418 | 2479 | 2531 | Harnett | 0.116 | 0.12 | 0.124 | 0.128 | 0.132 | 0.026 | 0.028 | 0.03 | 0.032 | 0.034 | 0 | 0 | 0 | 0 | 0 | 0.004 | 0.004 | 0.005 | 0.005 | 0.005 | 0.002 | 0.003 | 0.003 | 0.003 | 0.003 | 0.002 | 0.002 | 0.002 | 0.002 | 0.002 | 0 | 0 | 0 | 0 | 0 | 0 | 0 | 0 | 0 | 0
Lillington | 0.39265 | 2 | 0 |  | 3795 | 0.145 | 0.046 | 0 | 0.104 | 0.06 | 0.03765 | 38.2082 | 4131 | 4338 | 4554 | 4782 | 5260 | Harnett | 0.138 | 0.145 | 0.152 | 0.16 | 0.168 | 0.0501 | 0.0526 | 0.0552 | 0.058 | 0.0605 | 0.016 | 0.017 | 0.018 | 0.02 | 0.022 | 0.122 | 0.128 | 0.134 | 0.141 | 0.148 | 0 | 0 | 0 | 0 | 0.001 | 0.069 | 0.073 | 0.077 | 0.081 | 0.084 | 0.5 | 0 | -0.5 | 0 | 0 | 0 | 0 | 0 | 0 | 0
Harnett Regional Water System | 18.9048 | 69.387 | 10.2046 |  | 92610 | 4.97 | 0.322 | 0.013 | 0.175 | 1.432 | 1.7883 | 53.6659 | 123751 | 143716 | 163669 | 183622 | 203575 | Harnett | 6.683 | 7.761 | 8.838 | 9.916 | 10.993 | 0.342 | 0.417 | 0.508 | 0.619 | 0.755 | 0.014 | 0.017 | 0.021 | 0.025 | 0.031 | 0.18 | 0.199 | 0.22 | 0.243 | 0.268 | 1.52 | 1.852 | 2.258 | 2.753 | 3.356 | 2.272 | 2.664 | 3.079 | 3.524 | 4.005 | 0 | 0 | 0 | 0 | 0 | 0 | 0 | 0 | 0 | 0
Raeford | 1.0783 | 3.527 | 0 |  | 4857 | 0.258 | 0.148 | 0.442 | 0.01 | 0 | 0.22033 | 53.1192 | 4800 | 5280 | 5800 | 6300 | 6800 | Hoke | 0.264 | 0.2904 | 0.319 | 0.3465 | 0.374 | 0.16 | 0.17 | 0.18 | 0.19 | 0.2 | 0.4421 | 0.4426 | 0.443 | 0.4435 | 0.4439 | 0.013 | 0.014 | 0.015 | 0.016 | 0.017 | 0 | 0 | 0 | 0 | 0 | 0.13 | 0.1305 | 0.131 | 0.1315 | 0.132 | 0 | 0 | 0 | 0 | 0 | 0 | 0 | 0 | 0 | 0
Hoke County Regional Water System | 2.4911 | 3.853 | 0 |  | 44358 | 1.849 | 0.143 | 0 | 0 | 0.15 | 0.34908 | 41.6836 | 48000 | 53000 | 58000 | 63000 | 68000 | Hoke | 2.16 | 2.385 | 2.61 | 2.835 | 3.06 | 0.17 | 0.187 | 0.206 | 0.226 | 0.249 | 0 | 0 | 0 | 0 | 0 | 0 | 0 | 0 | 0 | 0 | 0.15 | 0.165 | 0.18 | 0.195 | 0.21 | 0.383 | 0.433 | 0.475 | 0.516 | 0.558 | 0.45 | 0.45 | 0.45 | 0 | 0 | 0 | 0 | 0 | 0 | 0
Smithfield | 3.4305 | 6.2 | 2.014 |  | 12000 | 0.382 | 0.174 | 0.007 | 0.014 | 0.297 | 0.5425 | 31.8333 | 12050 | 12250 | 12500 | 12750 | 13000 | Johnston | 0.4 | 0.42 | 0.44 | 0.46 | 0.48 | 0.191 | 0.21 | 0.231 | 0.254 | 0.279 | 0.007 | 0.007 | 0.007 | 0.007 | 0.007 | 0.014 | 0.014 | 0.014 | 0.014 | 0.014 | 0.334 | 0.349 | 0.36 | 0.37 | 0.38 | 0.6208 | 0.6563 | 0.6904 | 0.7252 | 0.7613 | 2.1 | 0 | 0 | 0 | 0 | 1.5 | 0 | 0 | 0 | 0
Selma | 0.64617 | 1.55 | 0 |  | 6124 | 0.262 | 0.189 | 0 | 0 | 0.051 | 0.14417 | 42.7825 | 6640 | 6972 | 7320 | 7686 | 7686 | Johnston | 0.312 | 0.328 | 0.344 | 0.361 | 0.361 | 0.314 | 0.33 | 0.347 | 0.364 | 0.364 | 0 | 0 | 0 | 0 | 0 | 0 | 0 | 0 | 0 | 0 | 0.056 | 0.059 | 0.062 | 0.065 | 0.065 | 0.26 | 0.23 | 0.2 | 0.17 | 0.14 | 0 | 0 | 0 | 0 | 0 | 0 | 0 | 0 | 0 | 0
Clayton | 2.9268 | 3.093 | 0 |  | 22967 | 1.131 | 0.541 | 1.023 | 0.072 | 0.011 | 0.14875 | 49.2446 | 25097 | 33728 | 45327 | 60916 | 81866 | Johnston | 1.2 | 1.463 | 1.783 | 2.174 | 2.65 | 0.574 | 0.7 | 0.853 | 1.04 | 1.268 | 1.49 | 1.816 | 2.213 | 2.698 | 3.289 | 0.076 | 0.093 | 0.114 | 0.138 | 0.169 | 0.012 | 0.015 | 0.018 | 0.022 | 0.026 | 0.318 | 0.388 | 0.473 | 0.577 | 0.703 | 1.5 | 1.1 | 1.125 | 0 | 0 | 0 | 0 | 0 | 0 | 0
Benson | 0.797 | 1.29 | 0.002 |  | 3710 | 0.158 | 0.093 | 0.346 | 0.009 | 0.05 | 0.139 | 42.5876 | 4755 | 4795 | 4853 | 4897 | 4955 | Johnston | 0.342 | 0.348 | 0.353 | 0.357 | 0.36 | 0.115 | 0.118 | 0.12 | 0.121 | 0.122 | 0.145 | 0.147 | 0.15 | 0.155 | 0.165 | 0.05 | 0.052 | 0.054 | 0.058 | 0.06 | 0.015 | 0.015 | 0.015 | 0.015 | 0.015 | 0.095 | 0.095 | 0.1 | 0.1 | 0.1 | 0 | 0 | 0 | 0 | 0 | 0 | 0 | 0 | 0 | 0
Kenly | 0.21008 | 0.3 | 0 |  | 1493 | 0.066 | 0.106 | 0 | 0.002 | 0.025 | 0.011083 | 44.2063 | 1498 | 1513 | 1528 | 1543 | 1558 | Johnston | 0.066 | 0.068 | 0.069 | 0.069 | 0.071 | 0.11 | 0.12 | 0.13 | 0.15 | 0.17 | 0 | 0 | 0 | 0 | 0 | 0.002 | 0.002 | 0.002 | 0.002 | 0.002 | 0.03 | 0.03 | 0.03 | 0.03 | 0.03 | 0.011 | 0.011 | 0.012 | 0.013 | 0.014 | 0 | 0 | 0.1 | 0 | 0 | 0 | 0 | 0 | 0 | 0
Four Oaks | 0.24058 | 0.243 | 0 |  | 2721 | 0.147 | 0.047 | 0.005 | 0.012 | 0.013 | 0.016583 | 54.0243 | 2701 | 3001 | 3376 | 3832 | 4388 | Johnston | 0.159 | 0.174 | 0.192 | 0.215 | 0.241 | 0.041 | 0.047 | 0.055 | 0.063 | 0.074 | 0.036 | 0.044 | 0.053 | 0.065 | 0.079 | 0.014 | 0.016 | 0.018 | 0.02 | 0.023 | 0.01 | 0.011 | 0.013 | 0.015 | 0.017 | 0.021 | 0.023 | 0.026 | 0.03 | 0.035 | 0.204 | 0 | 0 | 0 | 0 | 0 | 0 | 0 | 0 | 0
Pine Level | 0.15425 | 0.337 | 0 |  | 1822 | 0.132 | 0.007 | 0.001 | 0.003 | 0.003 | 0.00825 | 72.4479 | 2000 | 2050 | 3000 | 3025 | 3050 | Johnston | 0.13 | 0.13 | 0.15 | 0.175 | 0.18 | 0.005 | 0.01 | 0.015 | 0.02 | 0.025 | 0.004 | 0.005 | 0.006 | 0.007 | 0.008 | 0.004 | 0.005 | 0.007 | 0.008 | 0.009 | 0.002 | 0.004 | 0.006 | 0.008 | 0.01 | 0.009 | 0.009 | 0.011 | 0.013 | 0.014 | 0 | 0 | 0 | 0 | 0 | 0 | 0 | 0 | 0 | 0
Micro | 0.044583 | 0.175 | 0 |  | 487 | 0.032 | 0.003 | 0.003 | 0.004 | 0.001 | 0.0015833 | 65.7084 | 510 | 525 | 550 | 575 | 620 | Johnston | 0.035 | 0.037 | 0.04 | 0.045 | 0.048 | 0.005 | 0.009 | 0.013 | 0.015 | 0.018 | 0.005 | 0.006 | 0.006 | 0.007 | 0.008 | 0.005 | 0.006 | 0.008 | 0.01 | 0.014 | 0.001 | 0.001 | 0.001 | 0.001 | 0.001 | 0.005 | 0.005 | 0.005 | 0.005 | 0.005 | 0 | 0 | 0 | 0 | 0 | 0 | 0 | 0 | 0 | 0
Princeton | 0.12475 | 0.142 | 0 |  | 1323 | 0.064 | 0.02 | 0 | 0 | 0.003 | 0.03775 | 48.3749 | 1363 | 1499 | 1649 | 1814 | 1995 | Johnston | 0.066 | 0.073 | 0.08 | 0.088 | 0.097 | 0.022 | 0.025 | 0.029 | 0.034 | 0.038 | 0 | 0 | 0 | 0 | 0 | 0 | 0 | 0 | 0 | 0 | 0.028 | 0.03 | 0.034 | 0.037 | 0.041 | 0.018 | 0.02 | 0.022 | 0.024 | 0.027 | 0.025 | 0.018 | 0.021 | 0.024 | 0 | 0 | 0 | 0 | 0 | 0
Johnston County | 12.472 | 18.26 | 4.808 |  | 82760 | 4.135 | 0.569 | 0.04 | 0.075 | 2.186 | 0.659 | 49.9638 | 102588 | 151839 | 193459 | 221965 | 250750 | Johnston | 5.16 | 6.9 | 7.959 | 8.259 | 8.438 | 0.71 | 0.94 | 1.095 | 1.136 | 1.161 | 0.05 | 0.066 | 0.077 | 0.08 | 0.082 | 0.094 | 0.12 | 0.144 | 0.15 | 0.153 | 1.311 | 2 | 2.477 | 2.685 | 2.844 | 0.716 | 1.027 | 1.229 | 1.306 | 1.362 | 4.499 | 5 | 12 | 0 | 0 | 0.955 | 3.445 | 2.379 | 1.092 | 0.849
Flowers Plantation | 0.43942 | 0.588 | 0 |  | 4610 | 0.352 | 0.028 | 0 | 0 | 0.004 | 0.055417 | 76.3557 | 4885 | 5570 | 6095 | 6095 | 6095 | Johnston | 0.354 | 0.408 | 0.448 | 0.448 | 0.448 | 0.038 | 0.038 | 0.038 | 0.038 | 0.038 | 0 | 0 | 0 | 0 | 0 | 0 | 0 | 0 | 0 | 0 | 0 | 0 | 0 | 0 | 0 | 0.041 | 0.06 | 0.074 | 0.074 | 0.074 | 0 | 0.1 | 0.012 | 0 | 0 | 0 | 0 | 0 | 0 | 0
Sanford | 7.2083 | 12.6 | 0.556 |  | 46319 | 1.98 | 1.34 | 0.52 | 0.639 | 1.336 | 0.83732 | 42.747 | 48091 | 55305 | 63601 | 73141 | 84112 | Lee | 2.212 | 2.544 | 2.926 | 3.364 | 3.869 | 1.609 | 2.171 | 2.733 | 3.294 | 3.856 | 0.558 | 0.636 | 0.715 | 0.794 | 0.873 | 0.871 | 0.908 | 0.944 | 0.981 | 1.018 | 1 | 1.049 | 1.098 | 1.147 | 1.196 | 0.878 | 1.026 | 1.182 | 1.345 | 1.518 | 0 | 6 | 0 | 0 | 0 | 0 | 0 | 0 | 0 | 0
Broadway | 0.083 | 0.3 | 0 |  | 1654 | 0.075 | 0.008 | 0 | 0.005 | 0.001 | -0.006 | 45.3446 | 1848 | 2113 | 2430 | 2795 | 3186 | Lee | 0.086 | 0.099 | 0.114 | 0.131 | 0.152 | 0.015 | 0.024 | 0.028 | 0.032 | 0.035 | 0 | 0 | 0 | 0 | 0.001 | 0.006 | 0.007 | 0.008 | 0.009 | 0.01 | 0 | 0 | 0 | 0 | 0 | 0.011 | 0.011 | 0.011 | 0.011 | 0.011 | 0 | 0 | 0 | 0 | 0 | 0 | 0 | 0 | 0 | 0
Carolina Trace WS | 0.19333 | 0.289 | 0 |  | 4455 | 0.166 | 0.004 | 0 | 0 | 0.007 | 0.016333 | 37.2615 | 5220 | 5220 | 5220 | 5220 | 5220 | Lee | 0.2 | 0.2 | 0.2 | 0.2 | 0.2 | 0.004 | 0.004 | 0.004 | 0.004 | 0.004 | 0 | 0 | 0 | 0 | 0 | 0 | 0 | 0 | 0 | 0 | 0.009 | 0.009 | 0.009 | 0.009 | 0.009 | 0.02 | 0.02 | 0.02 | 0.02 | 0.02 | 0.025 | 0 | 0 | 0 | 0 | 0 | 0 | 0 | 0 | 0
Montgomery Co | 2.573 | 6 | 1.334 |  | 14473 | 0.466 | 0.282 | 0 | 0 | 0.025 | 0.466 | 32.1979 | 14900 | 15870 | 16900 | 18000 | 19170 | Montgomery | 0.497 | 0.529 | 0.563 | 0.6 | 0.639 | 0.309 | 0.34 | 0.374 | 0.411 | 0.452 | 0 | 0 | 0 | 0 | 0 | 0 | 0 | 0 | 0 | 0 | 0.04 | 0.042 | 0.044 | 0.046 | 0.048 | 0.339 | 0.365 | 0.393 | 0.424 | 0.456 | 0 | 0 | 0 | 0 | 0 | 0.5 | 0 | 0 | 0 | 0
Mount Gilead | 0.10742 | 0.2 | 0 |  | 1200 | 0.072 | 0 | 0 | 0 | 0.001 | 0.034417 | 60 | 1240 | 1302 | 1367 | 1435 | 1507 | Montgomery | 0.074 | 0.074 | 0.074 | 0.074 | 0.074 | 0 | 0 | 0 | 0 | 0 | 0 | 0 | 0 | 0 | 0 | 0 | 0 | 0 | 0 | 0 | 0.001 | 0.001 | 0.001 | 0.001 | 0.001 | 0.037 | 0.037 | 0.037 | 0.037 | 0.037 | 0 | 0 | 0 | 0 | 0 | 0 | 0 | 0 | 0 | 0
Troy | 0.43817 | 0.6 | 0 |  | 4300 | 0.26 | 0.044 | 0.06 | 0.01 | 0.009 | 0.055167 | 60.4651 | 4300 | 4400 | 4400 | 4400 | 4400 | Montgomery | 0.3 | 0.32 | 0.32 | 0.32 | 0.32 | 0.004 | 0.005 | 0.005 | 0.005 | 0.005 | 0.03 | 0.03 | 0.03 | 0.03 | 0.03 | 0.007 | 0.008 | 0.008 | 0.008 | 0.008 | 0.002 | 0.002 | 0.002 | 0.002 | 0.002 | 0.0493 | 0.0524 | 0.0524 | 0.0524 | 0.0524 | 0 | 0 | 0 | 0 | 0 | 0 | 0 | 0 | 0 | 0
Star | 0.0645 | 0.113 | 0 |  | 875 | 0.02 | 0.011 | 0.005 | 0.013 | 0.01 | 0.0055 | 22.8571 | 883 | 909 | 937 | 965 | 994 | Montgomery | 0.028 | 0.029 | 0.03 | 0.031 | 0.032 | 0.011 | 0.012 | 0.013 | 0.014 | 0.015 | 0.005 | 0.005 | 0.005 | 0.005 | 0.005 | 0.012 | 0.012 | 0.012 | 0.012 | 0.012 | 0.01 | 0.01 | 0.01 | 0.01 | 0.01 | 0.0056 | 0.0058 | 0.0059 | 0.0061 | 0.0063 | 0 | 0 | 0 | 0 | 0 | 0 | 0 | 0 | 0 | 0
Candor | 0.12317 | 0.17 | 0 |  | 843 | 0.039 | 0.013 | 0.057 | 0.003 | 0 | 0.011167 | 46.2633 | 850 | 850 | 850 | 850 | 850 | Montgomery | 0.04 | 0.04 | 0.04 | 0.04 | 0.04 | 0.015 | 0.015 | 0.015 | 0.015 | 0.015 | 0.055 | 0.055 | 0.055 | 0.055 | 0.055 | 0.002 | 0.002 | 0.002 | 0.002 | 0.002 | 0 | 0 | 0 | 0 | 0 | 0.011 | 0.011 | 0.011 | 0.011 | 0.011 | 0 | 0 | 0 | 0 | 0 | 0 | 0 | 0 | 0 | 0
Biscoe | 0.30667 | 0.9 | 0 |  | 1749 | 0.117 | 0.06 | 0.09 | 0.01 | 0.006 | 0.023667 | 66.8954 | 2104 | 2336 | 2617 | 2930 | 3230 | Montgomery | 0.11 | 0.12 | 0.16 | 0.179 | 0.197 | 0.04 | 0.069 | 0.085 | 0.104 | 0.12 | 0.056 | 0.263 | 0.294 | 0.328 | 0.361 | 0.02 | 0.006 | 0.006 | 0.006 | 0.006 | 0 | 0 | 0 | 0 | 0 | 0.019 | 0.039 | 0.046 | 0.052 | 0.058 | 0 | 0 | 0 | 0 | 0 | 0 | 0 | 0 | 0 | 0
Badin Shores Resort | 0.083 | 0.068 | 0 |  | 0 | 0 | 0 | 0 | 0 | 0 | 0.083 | ERROR | 350 | 400 | 425 | 450 | 500 | Montgomery | 0.05 | 0.05 | 0.05 | 0.05 | 0.05 | 0 | 0 | 0 | 0 | 0 | 0 | 0 | 0 | 0 | 0 | 0 | 0 | 0 | 0 | 0 | 0 | 0 | 0 | 0 | 0 | 0.01 | 0.01 | 0.01 | 0.01 | 0.01 | 0 | 0 | 0 | 0 | 0 | 0 | 0 | 0 | 0 | 0
Southern Pines | 3.2717 | 14 | 0.81607 |  | 13800 | 1.357 | 0.49 | 0.004 | 0.365 | 0.063 | 0.1766 | 98.3333 | 14297 | 16012 | 17933 | 20085 | 22496 | Moore | 1.401 | 1.569 | 1.757 | 1.969 | 2.205 | 0.5957 | 0.7149 | 0.8578 | 1.0294 | 1.2353 | 0.0053 | 0.0064 | 0.0076 | 0.0092 | 0.011 | 0.387 | 0.464 | 0.557 | 0.669 | 0.802 | 0.07 | 0.075 | 0.08 | 0.085 | 0.09 | 0.35 | 0.36 | 0.37 | 0.38 | 0.39 | 0 | 0 | 0 | 0 | 0 | 0 | 0 | 0 | 0 | 0
Robbins Water System | 0.19317 | 0.25 | 0.021 |  | 1107 | 0.093 | 0.014 | 0.005 | 0.008 | 0.025 | 0.027167 | 84.0108 | 1140 | 1200 | 1250 | 1300 | 1350 | Moore | 0.09 | 0.093 | 0.095 | 0.097 | 0.099 | 0.015 | 0.016 | 0.017 | 0.018 | 0.019 | 0.005 | 0.005 | 0.005 | 0.005 | 0.005 | 0.008 | 0.009 | 0.009 | 0.01 | 0.01 | 0.02 | 0.017 | 0.015 | 0.012 | 0.012 | 0.0257 | 0.0261 | 0.0263 | 0.0264 | 0.027 | 1 | 0 | 0 | 0 | 0 | 0 | 0 | 0 | 0 | 0
Aberdeen | 1.2049 | 1.96 | 0.38949 |  | 7800 | 0.45 | 0.2 | 0.035 | 0.026 | 0.004 | 0.10042 | 57.6923 | 8268 | 8782 | 9835 | 11015 | 13219 | Moore | 0.585 | 0.655 | 0.733 | 0.821 | 0.9 | 0.23 | 0.344 | 0.53 | 0.716 | 0.91 | 0.051 | 0.071 | 0.1 | 0.12 | 0.15 | 0.061 | 0.066 | 0.069 | 0.078 | 0.083 | 0.023 | 0.032 | 0.036 | 0.047 | 0.055 | 0.147 | 0.18 | 0.229 | 0.291 | 0.361 | 0.093 | 0 | 0 | 0 | 0 | 0 | 0 | 0 | 0 | 0
Carthage | 0.24883 | 1 | 0 |  | 2440 | 0.205 | 0.007 | 0 | 0.002 | 0.02 | 0.014833 | 84.0164 | 2600 | 2800 | 3000 | 3200 | 3300 | Moore | 0.188 | 0.191 | 0.2 | 0.225 | 0.253 | 0.069 | 0.075 | 0.075 | 0.078 | 0.09 | 0.016 | 0.017 | 0.018 | 0.018 | 0.02 | 0.1 | 0.11 | 0.11 | 0.111 | 0.112 | 0.126 | 0.14 | 0.15 | 0.16 | 0.167 | 0.0512 | 0.0547 | 0.0567 | 0.0607 | 0.0658 | 0 | 0 | 0 | 0 | 0 | 0 | 0 | 0 | 0 | 0
Pinebluff | 0.11708 | 0.59 | 0 |  | 1514 | 0.111 | 0.01 | 0.01 | 0 | 0 | -0.013917 | 73.3157 | 1537 | 1614 | 1694 | 1779 | 1868 | Moore | 0.1132 | 0.1188 | 0.1247 | 0.1309 | 0.1374 | 0.01 | 0.0105 | 0.011 | 0.0115 | 0.012 | 0.01 | 0.0105 | 0.011 | 0.0115 | 0.012 | 0 | 0 | 0 | 0 | 0 | 0 | 0 | 0 | 0 | 0 | 0.015 | 0.015 | 0.015 | 0.015 | 0.015 | 0 | 0 | 0 | 0 | 0 | 0 | 0 | 0 | 0 | 0
Taylortown | 0.067917 | 0.175 | 0 |  | 902 | 0.075 | 0.001 | 0 | 0.001 | 0 | -0.0090833 | 83.1486 | 945 | 973 | 1002 | 1032 | 1032 | Moore | 0.064 | 0.066 | 0.069 | 0.072 | 0.072 | 0 | 0 | 0 | 0 | 0 | 0 | 0 | 0 | 0 | 0 | 0 | 0 | 0 | 0 | 0 | 0 | 0 | 0 | 0 | 0 | 0.004 | 0.004 | 0.004 | 0.005 | 0.005 | 0 | 0 | 0 | 0 | 0 | 0 | 0 | 0 | 0 | 0
Cameron | 0.0385 | 0.083 | 0 |  | 490 | 0.01 | 0.006 | 0 | 0.008 | 0.005 | 0.0095 | 20.4082 | 573 | 630 | 693 | 762 | 831 | Moore | 0.029 | 0.031 | 0.033 | 0.035 | 0.037 | 0.002 | 0.002 | 0.002 | 0.002 | 0.002 | 0 | 0 | 0 | 0 | 0 | 0.002 | 0.002 | 0.002 | 0.002 | 0.002 | 0 | 0 | 0 | 0 | 0 | 0.003 | 0.004 | 0.004 | 0.004 | 0.004 | 0 | 0 | 0 | 0 | 0 | 0 | 0 | 0 | 0 | 0
Moore County Public Utilities-Vass | 0.072083 | 0.2 | 0 |  | 1425 | 0.037 | 0.022 | 0 | 0.002 | 0.003 | 0.0080833 | 25.9649 | 1487 | 1550 | 1700 | 1800 | 1900 | Moore | 0.038 | 0.043 | 0.048 | 0.051 | 0.055 | 0.025 | 0.035 | 0.045 | 0.055 | 0.065 | 0 | 0 | 0 | 0 | 0 | 0.002 | 0.002 | 0.002 | 0.003 | 0.003 | 0.003 | 0.004 | 0.004 | 0.005 | 0.005 | 0.008 | 0.011 | 0.012 | 0.014 | 0.016 | 0 | 0 | 0 | 0 | 0 | 0 | 0 | 0 | 0 | 0
Moore County Public Utilities-Hyland Hills | 0.019 | 0.05 | 0 |  | 340 | 0.016 | 0 | 0 | 0 | 0.002 | 0.001 | 47.0588 | 358 | 383 | 410 | 438 | 469 | Moore | 0.021 | 0.023 | 0.024 | 0.026 | 0.028 | 0 | 0 | 0 | 0 | 0 | 0 | 0 | 0 | 0 | 0 | 0 | 0 | 0 | 0 | 0 | 0.003 | 0.003 | 0.003 | 0.003 | 0.003 | 0.003 | 0.003 | 0.004 | 0.004 | 0.004 | 0 | 0 | 0 | 0 | 0 | 0 | 0 | 0 | 0 | 0
Moore County Public Utilities-Pinehurst | 2.0093 | 3.936 | 0.060411 |  | 20618 | 1.478 | 0.135 | 0 | 0.075 | 0.02 | 0.24092 | 71.6849 | 21430 | 24000 | 26880 | 30105 | 33720 | Moore | 1.5 | 1.75 | 1.947 | 2.223 | 2.3 | 0.145 | 0.16 | 0.175 | 0.19 | 0.215 | 0 | 0 | 0 | 0 | 0 | 0.085 | 0.095 | 0.105 | 0.115 | 0.125 | 0.02 | 0.02 | 0.02 | 0.02 | 0.02 | 0.12 | 0.13 | 0.14 | 0.15 | 0.16 | 0 | 0 | 0 | 0 | 0 | 0 | 0 | 0 | 0 | 0
Whispering Pines | 0.36425 | 0.35 | 0 |  | 3903 | 0.271 | 0.007 | 0 | 0 | 0.065 | 0.02125 | 69.4338 | 4017 | 4408 | 4836 | 5307 | 5823 | Moore | 0.249 | 0.273 | 0.3 | 0.329 | 0.361 | 0.007 | 0.008 | 0.009 | 0.009 | 0.01 | 0 | 0 | 0 | 0 | 0 | 0 | 0 | 0 | 0 | 0 | 0.075 | 0.107 | 0.14 | 0.172 | 0.205 | 0.02 | 0.024 | 0.027 | 0.031 | 0.035 | 0.45 | 0 | 0 | 0 | 0 | 0 | 0 | 0 | 0 | 0
Moore County Public Utilities-Seven Lakes | 0.44992 | 1.1 | 0 |  | 6600 | 0.363 | 0.06 | 0 | 0 | 0.002 | 0.024917 | 55 | 6800 | 7200 | 7500 | 7800 | 8200 | Moore | 0.37 | 0.375 | 0.38 | 0.397 | 0.411 | 0.07 | 0.071 | 0.075 | 0.08 | 0.083 | 0 | 0 | 0 | 0 | 0 | 0 | 0 | 0 | 0 | 0 | 0.002 | 0.002 | 0.002 | 0.002 | 0.002 | 0.034 | 0.035 | 0.035 | 0.037 | 0.039 | 0 | 0 | 0 | 0 | 0 | 0 | 0 | 0 | 0 | 0
Moore County Public Utilities-The Carolina | 0.014083 | 0.03 | 0 |  | 102 | 0.008 | 0 | 0 | 0 | 0.005 | 0.0010833 | 78.4314 | 110 | 130 | 150 | 175 | 200 | Moore | 0.009 | 0.01 | 0.012 | 0.014 | 0.016 | 0 | 0 | 0 | 0 | 0 | 0 | 0 | 0 | 0 | 0 | 0 | 0 | 0 | 0 | 0 | 0.005 | 0.005 | 0.005 | 0.005 | 0.005 | 0.001 | 0.001 | 0.002 | 0.002 | 0.002 | 0 | 0 | 0 | 0 | 0 | 0 | 0 | 0 | 0 | 0
Moore County Public Utilities-Addor | 0.0055 | 0.045 | 0 |  | 135 | 0.003 | 0 | 0.001 | 0 | 0.001 | 0.0005 | 22.2222 | 150 | 160 | 170 | 182 | 194 | Moore | 0.004 | 0.004 | 0.005 | 0.005 | 0.005 | 0 | 0 | 0 | 0 | 0 | 0.001 | 0.001 | 0.002 | 0.002 | 0.003 | 0 | 0 | 0 | 0 | 0 | 0.001 | 0.001 | 0.001 | 0.001 | 0.001 | 0.001 | 0.001 | 0.002 | 0.002 | 0.002 | 0 | 0 | 0 | 0 | 0 | 0 | 0 | 0 | 0 | 0
Moore County Public Utilities-Robbins | 0.022917 | 0.05 | 0 |  | 482 | 0.002 | 0 | 0 | 0.002 | 0.017 | 0.0019167 | 4.1494 | 472 | 500 | 530 | 550 | 600 | Moore | 0.002 | 0.003 | 0.003 | 0.004 | 0.005 | 0 | 0 | 0 | 0 | 0 | 0 | 0 | 0 | 0 | 0 | 0.002 | 0.002 | 0.002 | 0.002 | 0.002 | 0.017 | 0.017 | 0.017 | 0.017 | 0.017 | 0.002 | 0.002 | 0.002 | 0.002 | 0.002 | 0 | 0 | 0 | 0 | 0 | 0 | 0 | 0 | 0 | 0
Foxfire Village | 0.10433 | 0.193 | 0 |  | 1102 | 0.097 | 0.001 | 0 | 0.005 | 0.0002 | 0.0011333 | 88.0218 | 1109 | 1131 | 1154 | 1176 | 1200 | Moore | 0.092 | 0.0939 | 0.0958 | 0.0976 | 0.0996 | 0.001 | 0.0011 | 0.0012 | 0.0013 | 0.0014 | 0 | 0 | 0 | 0 | 0 | 0.005 | 0.0051 | 0.0052 | 0.0053 | 0.0054 | 0.001 | 0.001 | 0.001 | 0.001 | 0.001 | 0.005 | 0.0051 | 0.0052 | 0.0053 | 0.0054 | 0.042 | 0 | 0 | 0 | 0 | 0 | 0 | 0 | 0 | 0
Orange Water and Sewer Authority | 7.0658 | 10.5 | 0.36274 |  | 83000 | 3.539 | 0.874 | 0 | 1.637 | 0.07 | 0.58309 | 42.6386 | 92700 | 107000 | 121200 | 135500 | 149700 | Orange | 4.23 | 4.93 | 5.49 | 6.03 | 6.57 | 1.24 | 1.44 | 1.61 | 1.77 | 1.92 | 0 | 0 | 0 | 0 | 0 | 2.01 | 2.34 | 2.61 | 2.87 | 3.12 | 0.1 | 0.11 | 0.12 | 0.14 | 0.15 | 0.74 | 0.86 | 0.96 | 1.05 | 1.15 | 0 | 5 | 2.1 | 0 | 0 | 0 | 0 | 0 | 0 | 0
Hillsborough | 1.4667 | 3.013 | 0 |  | 14297 | 0.637 | 0.275 | 0.152 | 0.151 | 0.102 | 0.14975 | 44.5548 | 20134 | 23543 | 26951 | 30360 | 33769 | Orange | 0.974 | 1.178 | 1.383 | 1.588 | 1.793 | 0.511 | 0.54 | 0.566 | 0.592 | 0.619 | 0.07 | 0.08 | 0.09 | 0.1 | 0.11 | 0.306 | 0.379 | 0.408 | 0.438 | 0.452 | 0.133 | 0.154 | 0.174 | 0.193 | 0.211 | 0.14 | 0.15 | 0.199 | 0.221 | 0.241 | 2.2 | 0 | 0 | 0 | 0 | 0 | 0 | 0 | 0 | 0
Orange-Alamance | 0.56623 | 1.515 | 0 |  | 8901 | 0.408 | 0.036 | 0.002 | 0.019 | 0.028 | 0.073233 | 45.8375 | 8920 | 8940 | 9000 | 9972 | 10471 | Orange | 0.429 | 0.45 | 0.473 | 0.497 | 0.522 | 0.045 | 0.045 | 0.045 | 0.045 | 0.045 | 0.007 | 0.007 | 0.007 | 0.007 | 0.007 | 0.021 | 0.022 | 0.022 | 0.023 | 0.023 | 0.027 | 0.029 | 0.031 | 0.033 | 0.035 | 0.082 | 0.0857 | 0.0896 | 0.0938 | 0.0979 | 0 | 0 | 0 | 0 | 0 | 0 | 0 | 0 | 0 | 0
Hamlet Water System | 0.9515 | 3 | 0 |  | 10452 | 0.61 | 0.041 | 0.082 | 0.071 | 0.025 | 0.1225 | 58.362 | 10500 | 10800 | 10500 | 11000 | 11000 | Richmond | 0.615 | 0.625 | 0.63 | 0.635 | 0.655 | 0.046 | 0.055 | 0.058 | 0.065 | 0.1 | 0.022 | 0.026 | 0.031 | 0.033 | 0.03 | 0.1 | 0.105 | 0.109 | 0.115 | 0.11 | 0.033 | 0.03 | 0.028 | 0.031 | 0.027 | 0.107 | 0.11 | 0.112 | 0.115 | 0.121 | 0 | 0 | 0 | 0 | 0 | 0 | 0 | 0 | 0 | 0
Rockingham | 3.3924 | 10.333 | 0 |  | 13159 | 0.595 | 0.562 | 1.83 | 0 | 0.13 | 0.27542 | 45.2162 | 13500 | 13600 | 13700 | 13800 | 14000 | Richmond | 0.7 | 0.725 | 0.75 | 0.775 | 0.8 | 0.6 | 0.65 | 0.7 | 0.75 | 0.8 | 1.9 | 2 | 2.1 | 2.2 | 2.3 | 0 | 0 | 0 | 0 | 0 | 0.075 | 0.075 | 0.075 | 0.075 | 0.075 | 0.377 | 0.4 | 0.422 | 0.444 | 0.467 | 0 | 0 | 0 | 0 | 0 | 0 | 0 | 0 | 0 | 0
Ellerbe | 0.10792 | 0.22 | 0 |  | 1200 | 0.058 | 0.02 | 0.014 | 0.002 | 0.007 | 0.0069167 | 48.3333 | 1200 | 1202 | 1203 | 1204 | 1205 | Richmond | 0.066 | 0.066 | 0.066 | 0.066 | 0.066 | 0.02 | 0.02 | 0.02 | 0.021 | 0.021 | 0.014 | 0.014 | 0.014 | 0.014 | 0.015 | 0.002 | 0.002 | 0.002 | 0.002 | 0.002 | 0.007 | 0.008 | 0.009 | 0.01 | 0.011 | 0.0065 | 0.0065 | 0.0066 | 0.0067 | 0.0068 | 0 | 0 | 0 | 0 | 0 | 0 | 0 | 0 | 0 | 0
Richmond County | 4.4623 | 28.8 | 0.70985 |  | 20950 | 1.256 | 0.864 | 0.575 | 0 | 0.398 | 0.6594 | 59.9523 | 21075 | 21497 | 21927 | 22366 | 22813 | Richmond | 1.581 | 1.612 | 1.644 | 1.677 | 1.711 | 0.72 | 0.75 | 0.78 | 0.81 | 0.84 | 0.55 | 0.56 | 0.57 | 0.58 | 0.59 | 0 | 0 | 0 | 0 | 0 | 0.32 | 0.33 | 0.34 | 0.35 | 0.36 | 0.718 | 0.806 | 0.9 | 1.016 | 1.152 | 0 | 0 | 0 | 0 | 0 | 0 | 0 | 0 | 0 | 0
Lumberton | 5.2277 | 18.11 | 0.03 |  | 22000 | 0.96 | 0.69 | 0.27 | 0.001 | 2.7 | 0.57675 | 43.6364 | 22330 | 23450 | 24620 | 25850 | 27140 | Robeson | 1.25 | 1.313 | 1.379 | 1.448 | 1.52 | 0.7 | 0.735 | 0.772 | 0.811 | 0.851 | 0.274 | 0.288 | 0.302 | 0.317 | 0.333 | 0.01 | 0.011 | 0.012 | 0.013 | 0.014 | 2.7 | 2.7 | 2.7 | 2.7 | 2.7 | 0.6 | 0.61 | 0.62 | 0.63 | 0.64 | 0 | 0 | 0 | 0 | 0 | 0 | 0 | 0 | 0 | 0
Red Springs | 0.41601 | 1.19 | 0.025 |  | 3428 | 0.168 | 0.0565 | 0.0013 | 0 | 0.0826 | 0.082608 | 49.0082 | 3428 | 3428 | 3428 | 3428 | 3428 | Robeson | 0.315 | 0.315 | 0.315 | 0.315 | 0.315 | 0.0565 | 0.0565 | 0.0565 | 0.0565 | 0.0565 | 0.0013 | 0.0013 | 0.0013 | 0.0013 | 0.0013 | 0 | 0 | 0 | 0 | 0 | 0.0826 | 0.0826 | 0.0826 | 0.0826 | 0.0826 | 0.12 | 0.12 | 0.12 | 0.12 | 0.12 | 0 | 0 | 0 | 0 | 0 | 0 | 0 | 0 | 0 | 0
Pembroke | 0.5185 | 1.583 | 0 |  | 3030 | 0.232 | 0.072 | 0.032 | 0.106 | 0.005 | 0.0715 | 76.5677 | 3057 | 3149 | 3243 | 3341 | 3441 | Robeson | 0.235 | 0.242 | 0.25 | 0.257 | 0.265 | 0.074 | 0.076 | 0.078 | 0.08 | 0.082 | 0.033 | 0.034 | 0.035 | 0.036 | 0.037 | 0.11 | 0.12 | 0.13 | 0.14 | 0.15 | 0.006 | 0.006 | 0.006 | 0.006 | 0.006 | 0.076 | 0.076 | 0.076 | 0.076 | 0.076 | 0 | 0 | 0 | 0 | 0 | 0 | 0 | 0 | 0 | 0
Fairmont | 0.33333 | 1.399 | 0 |  | 2604 | 0.276 | 0.019 | 0 | 0 | 0 | 0.038333 | 105.9908 | 2844 | 2958 | 3076 | 3200 | 3500 | Robeson | 0.313 | 0.325 | 0.338 | 0.352 | 0.385 | 0.019 | 0.025 | 0.026 | 0.027 | 0.029 | 0.1 | 0.1 | 0.1 | 0.1 | 0.1 | 0.01 | 0.01 | 0.01 | 0.01 | 0.01 | 0 | 0 | 0 | 0 | 0 | 0.033 | 0.034 | 0.036 | 0.037 | 0.038 | 0 | 0 | 0 | 0 | 0 | 0 | 0 | 0 | 0 | 0
St Pauls | 0.20933 | 1.418 | 0 |  | 2297 | 0.115 | 0.048 | 0.001 | 0 | 0.015 | 0.030333 | 50.0653 | 2297 | 2297 | 2297 | 2297 | 2297 | Robeson | 0.124 | 0.124 | 0.124 | 0.124 | 0.124 | 0.053 | 0.053 | 0.053 | 0.053 | 0.053 | 0.001 | 0.001 | 0.001 | 0.001 | 0.001 | 0 | 0 | 0 | 0 | 0 | 0.012 | 0.012 | 0.012 | 0.012 | 0.012 | 0.027 | 0.027 | 0.027 | 0.027 | 0.027 | 0 | 1 | 0 | 0 | 0 | 0 | 0 | 0 | 0 | 0
Maxton | 0.25867 | 0.88 | 0 |  | 2600 | 0.129 | 0.024 | 0 | 0.006 | 0.074 | 0.025667 | 49.6154 | 2601 | 2604 | 2606 | 2609 | 2611 | Robeson | 0.1301 | 0.1302 | 0.1303 | 0.1304 | 0.1306 | 0.024 | 0.024 | 0.024 | 0.024 | 0.024 | 0 | 0 | 0 | 0 | 0 | 0.008 | 0.008 | 0.008 | 0.008 | 0.008 | 0.074 | 0.074 | 0.074 | 0.074 | 0.074 | 0.0311 | 0.0311 | 0.0311 | 0.0311 | 0.0311 | 0 | 0 | 0 | 0 | 0 | 0 | 0 | 0 | 0 | 0
Rowland | 0.1255 | 0.576 | 0 |  | 1150 | 0.088 | 0.018 | 0 | 0.01 | 0.002 | 0.0075 | 76.5217 | 1157 | 1180 | 1204 | 1228 | 1252 | Robeson | 0.0868 | 0.0885 | 0.0903 | 0.0921 | 0.0939 | 0.0181 | 0.0182 | 0.0184 | 0.0186 | 0.0188 | 0 | 0 | 0 | 0 | 0 | 0.0101 | 0.0102 | 0.0103 | 0.0104 | 0.0105 | 0.0021 | 0.0022 | 0.0023 | 0.0024 | 0.0025 | 0.012 | 0.012 | 0.013 | 0.013 | 0.013 | 0 | 0 | 0 | 0 | 0 | 0 | 0 | 0 | 0 | 0
Parkton | 0.032833 | 0.288 | 0 |  | 487 | 0.024 | 0.001 | 0 | 0.004 | 0.001 | 0.0028333 | 49.2813 | 490 | 500 | 510 | 520 | 530 | Robeson | 0.024 | 0.0245 | 0.025 | 0.0255 | 0.026 | 0.001 | 0.0011 | 0.0012 | 0.0013 | 0.0014 | 0 | 0 | 0 | 0 | 0 | 0.004 | 0.0041 | 0.0042 | 0.0043 | 0.0044 | 0.001 | 0.001 | 0.001 | 0.001 | 0.001 | 0.0021 | 0.0022 | 0.0023 | 0.0024 | 0.0025 | 0 | 0 | 0 | 0 | 0 | 0 | 0 | 0 | 0 | 0
Robeson Co | 13.6995 | 22.014 | 0.019 |  | 82665 | 3.999 | 0.42 | 5.748 | 0 | 1.65 | 1.8635 | 48.376 | 85100 | 91600 | 98100 | 104600 | 111100 | Robeson | 4.255 | 4.58 | 4.905 | 5.23 | 5.555 | 0.433 | 0.476 | 0.523 | 0.576 | 0.633 | 5.92 | 6.513 | 7.164 | 7.88 | 8.668 | 0 | 0 | 0 | 0 | 0 | 1.65 | 1.7 | 1.75 | 1.8 | 1.85 | 1.862 | 2.055 | 2.271 | 2.509 | 2.743 | 2.52 | 2.52 | 2.52 | 2.52 | 0 | 0 | 0 | 0 | 0 | 0
Clinton | 1.5948 | 5.949 | 0.248 |  | 9396 | 0.414 | 0.764 | 0 | 0 | 0.014 | 0.15475 | 44.0613 | 9709 | 10831 | 12084 | 13481 | 15039 | Sampson | 0.428 | 0.477 | 0.532 | 0.594 | 0.663 | 0.789 | 0.881 | 0.983 | 1.096 | 1.223 | 0 | 0 | 0 | 0 | 0 | 0 | 0 | 0 | 0 | 0 | 0.014 | 0.016 | 0.018 | 0.02 | 0.022 | 0.099 | 0.111 | 0.123 | 0.138 | 0.154 | 0.8 | 0 | 0 | 0 | 0 | 0 | 0 | 0 | 0 | 0
Roseboro | 0.24417 | 0.351 | 0.029 |  | 1191 | 0.088 | 0.013 | 0.001 | 0.004 | 0.09 | 0.019167 | 73.8875 | 1200 | 1205 | 1210 | 1215 | 1220 | Sampson | 0.0876 | 0.088 | 0.0883 | 0.0887 | 0.0891 | 0.0131 | 0.0132 | 0.0133 | 0.0134 | 0.0135 | 0.001 | 0.001 | 0.001 | 0.001 | 0.001 | 0.0041 | 0.0042 | 0.0043 | 0.0044 | 0.0045 | 0.097 | 0.097 | 0.097 | 0.097 | 0.097 | 0.016 | 0.016 | 0.016 | 0.016 | 0.016 | 0 | 0 | 0 | 0 | 0 | 0 | 0 | 0 | 0 | 0
Garland | 0.061917 | 0.479 | 0.014 |  | 635 | 0.031 | 0.008 | 0 | 0.001 | 0.001 | 0.0069167 | 48.8189 | 650 | 660 | 670 | 680 | 690 | Sampson | 0.032 | 0.033 | 0.034 | 0.035 | 0.036 | 0.01 | 0.011 | 0.012 | 0.013 | 0.014 | 0 | 0 | 0 | 0 | 0 | 0.001 | 0.001 | 0.001 | 0.001 | 0.001 | 0.001 | 0.001 | 0.001 | 0.001 | 0.001 | 0.009 | 0.009 | 0.009 | 0.01 | 0.01 | 0 | 0 | 0 | 0 | 0 | 0 | 0 | 0 | 0 | 0
Salemburg | 0.086917 | 0.222 | 0 |  | 850 | 0.045 | 0.008 | 0 | 0.021 | 0.008 | 0.0049167 | 52.9412 | 855 | 872 | 890 | 907 | 926 | Sampson | 0.0453 | 0.0462 | 0.0472 | 0.0481 | 0.0491 | 0.0081 | 0.0083 | 0.0084 | 0.0086 | 0.0088 | 0 | 0 | 0 | 0 | 0 | 0.0211 | 0.0215 | 0.022 | 0.0224 | 0.0229 | 0.0075 | 0.0077 | 0.0079 | 0.0081 | 0.0083 | 0.005 | 0.005 | 0.005 | 0.005 | 0.005 | 0 | 0 | 0 | 0 | 0 | 0 | 0 | 0 | 0 | 0
Newton Grove | 0.07275 | 0.291 | 0 |  | 570 | 0.04 | 0.02 | 0.004 | 0 | 0 | 0.00875 | 70.1754 | 731 | 793 | 800 | 805 | 810 | Sampson | 0.065 | 0.067 | 0.069 | 0.073 | 0.075 | 0.032 | 0.035 | 0.04 | 0.045 | 0.05 | 0.003 | 0.003 | 0.004 | 0.004 | 0.004 | 0.003 | 0.003 | 0.003 | 0.003 | 0.004 | 0 | 0 | 0 | 0 | 0 | 0.027 | 0.028 | 0.03 | 0.032 | 0.034 | 0 | 0 | 0 | 0 | 0 | 0 | 0 | 0 | 0 | 0
Turkey | 0.021167 | 0.468 | 0.004 |  | 307 | 0.014 | 0 | 0 | 0 | 0.002 | 0.0011667 | 45.6026 | 310 | 310 | 310 | 310 | 310 | Sampson | 0.0155 | 0.0155 | 0.0155 | 0.0155 | 0.0155 | 0 | 0 | 0 | 0 | 0 | 0 | 0 | 0 | 0 | 0 | 0 | 0 | 0 | 0 | 0 | 0.0025 | 0.0025 | 0.0025 | 0.0025 | 0.0025 | 0.003 | 0.003 | 0.003 | 0.003 | 0.003 | 0 | 0 | 0 | 0 | 0 | 0 | 0 | 0 | 0 | 0
Autryville | 0.025917 | 0.065 | 0.003 |  | 253 | 0.01 | 0.01 | 0 | 0 | 0 | 0.0029167 | 39.5257 | 261 | 287 | 315 | 347 | 381 | Sampson | 0.0104 | 0.0114 | 0.0125 | 0.014 | 0.0152 | 0.01 | 0.011 | 0.012 | 0.013 | 0.014 | 0 | 0 | 0 | 0 | 0 | 0 | 0 | 0 | 0 | 0 | 0.001 | 0.001 | 0.001 | 0.001 | 0.001 | 0.004 | 0.004 | 0.004 | 0.004 | 0.004 | 0 | 0 | 0 | 0 | 0 | 0 | 0 | 0 | 0 | 0
Sampson County WD I - Clinton | 0.17433 | 0.33 | 0.027 |  | 3716 | 0.132 | 0.002 | 0.002 | 0.002 | 0.004 | 0.0053333 | 35.5221 | 3902 | 4292 | 4721 | 5193 | 5713 | Sampson | 0.139 | 0.152 | 0.168 | 0.184 | 0.203 | 0.0021 | 0.0023 | 0.0025 | 0.0027 | 0.003 | 0.0021 | 0.0023 | 0.0025 | 0.0027 | 0.003 | 0.0021 | 0.0023 | 0.0025 | 0.0027 | 0.003 | 0.005 | 0.0055 | 0.006 | 0.0065 | 0.007 | 0.024 | 0.0255 | 0.027 | 0.029 | 0.031 | 0.25 | 0 | 0 | 0 | 0 | 0 | 0 | 0 | 0 | 0
Sampson County WD II - Dunn | 0.92333 | 1.197 | 0 |  | 7294 | 0.54 | 0.003 | 0.11 | 0.035 | 0.18 | 0.055333 | 74.0335 | 7659 | 8426 | 9267 | 10194 | 11213 | Sampson | 0.567 | 0.624 | 0.686 | 0.755 | 0.83 | 0.003 | 0.0035 | 0.004 | 0.0045 | 0.005 | 0.116 | 0.127 | 0.14 | 0.154 | 0.169 | 0.037 | 0.04 | 0.044 | 0.049 | 0.054 | 0.189 | 0.208 | 0.229 | 0.252 | 0.277 | 0.1 | 0.108 | 0.119 | 0.13 | 0.144 | 0.72 | 0.68 | 0 | 0 | 0 | 0.15 | 0.35 | 0 | 0 | 0
Laurinburg | 2.3836 | 3.176 | 0.29468 |  | 18200 | 1.14 | 0.658 | 0 | 0 | 0.1099 | 0.181 | 62.6374 | 18255 | 18437 | 18622 | 18808 | 18996 | Scotland | 1.1318 | 1.1431 | 1.1546 | 1.1661 | 1.1778 | 0.66 | 0.667 | 0.673 | 0.68 | 0.687 | 0 | 0 | 0 | 0 | 0 | 0 | 0 | 0 | 0 | 0 | 0.1 | 0.1 | 0.1 | 0.1 | 0.1 | 0.235 | 0.24 | 0.245 | 0.25 | 0.255 | 0.648 | 0 | 0 | 0 | 0 | 0 | 0 | 0 | 0 | 0
Gibson (Scotland Co - South WSD) | 0.037417 | 0.15 | 0 |  | 587 | 0.026 | 0.006 | 0 | 0.001 | 0.004 | 0.00041667 | 44.293 | 587 | 587 | 587 | 587 | 587 | Scotland | 0.026 | 0.026 | 0.026 | 0.026 | 0.026 | 0.008 | 0.008 | 0.008 | 0.008 | 0.008 | 0.001 | 0.001 | 0.001 | 0.001 | 0.001 | 0.001 | 0.001 | 0.001 | 0.001 | 0.001 | 0.001 | 0.001 | 0.001 | 0.001 | 0.001 | 0.004 | 0.004 | 0.004 | 0.004 | 0.004 | 0 | 0 | 0 | 0 | 0 | 0 | 0 | 0 | 0 | 0
Wagram | 0.05675 | 0.22 | 0 |  | 1050 | 0.03 | 0.004 | 0 | 0.005 | 0.008 | 0.00975 | 28.5714 | 880 | 920 | 970 | 1020 | 1070 | Scotland | 0.044 | 0.046 | 0.048 | 0.05 | 0.052 | 0.005 | 0.0055 | 0.006 | 0.0065 | 0.007 | 0 | 0 | 0 | 0 | 0 | 0.005 | 0.0055 | 0.006 | 0.0065 | 0.007 | 0.004 | 0.004 | 0.004 | 0.004 | 0.004 | 0.006 | 0.007 | 0.008 | 0.008 | 0.009 | 0 | 0 | 0 | 0 | 0 | 0 | 0 | 0 | 0 | 0
Raleigh | 51.5725 | 77.3 | 0.025847 |  | 570000 | 27.76 | 10.11 | 1.95 | 3.39 | 1.2 | 7.1367 | 48.7018 | 618975 | 799271 | 973797 | 1134200 | 1316200 | Wake | 36.45 | 44.26 | 51.67 | 58.12 | 65.08 | 14.17 | 17.2 | 20.09 | 22.56 | 25.26 | 1.61 | 1.96 | 2.28 | 2.57 | 2.88 | 4.186 | 5.08 | 5.93 | 6.72 | 7.52 | 2.29 | 3.47 | 4.06 | 4.52 | 5.06 | 6.973 | 8.548 | 9.021 | 11.223 | 12.566 | 22 | 14 | 15 | 0 | 0 | 0 | 0 | 0 | 0 | 0
Cary | 19.5358 | 30.5 | 1.2182 |  | 189591 | 9.7 | 3.1 | 0.4 | 0.3 | 3.6 | 1.2176 | 51.1628 | 193862 | 208100 | 230700 | 247900 | 248400 | Wake | 10.5 | 12.7 | 14.2 | 17.7 | 17.8 | 4.9 | 6.7 | 7.9 | 9.4 | 9.5 | 0.4 | 0.6 | 0.9 | 1.1 | 1.1 | 0.3 | 0.4 | 0.4 | 0.4 | 0.4 | 3.3 | 4.2 | 4.7 | 5.9 | 5.9 | 0.8 | 1.1 | 1.2 | 1.5 | 1.5 | 5.1 | 1.9 | 0 | 0 | 0 | 0 | 0 | 0 | 0 | 0
Apex | 3.9583 | 8.5 | 0.007 |  | 51390 | 2.39 | 0.79 | 0 | 0.107 | 0.37 | 0.29433 | 46.5071 | 57562 | 89392 | 100470 | 109190 | 112240 | Wake | 2.7 | 4.2 | 4.722 | 6.6 | 6.7 | 0.9 | 1.1 | 1.3 | 1.5 | 1.7 | 0.1 | 0.2 | 0.3 | 0.3 | 0.3 | 0.11 | 0.11 | 0.2 | 0.2 | 0.2 | 0.415 | 0.644 | 0.723 | 1.6 | 1.7 | 0.342 | 0.506 | 0.586 | 0.826 | 0.858 | 2.1 | 1.1 | 0 | 0 | 0 | 0 | 0 | 0 | 0 | 0
Holly Springs | 2.9737 | 6.7 | 0.40504 |  | 34000 | 1.555 | 0.286 | 0.109 | 0.04 | 0.001 | 0.57763 | 45.7353 | 38308 | 52662 | 67016 | 81370 | 95724 | Wake | 1.83 | 2.31 | 2.75 | 3.15 | 3.51 | 0.37 | 0.64 | 1.01 | 1.44 | 1.95 | 0.18 | 0.37 | 0.61 | 0.91 | 1.27 | 0.07 | 0.23 | 0.44 | 0.72 | 1.05 | 0.001 | 0.001 | 0.001 | 0.001 | 0.001 | 0.37 | 0.53 | 0.72 | 0.93 | 1.17 | 0 | 2.2 | 0 | 0 | 0 | 0 | 0 | 0 | 0 | 0
Fuquay-Varina | 2.1779 | 4.25 | 0 |  | 27600 | 1.483 | 0.376 | 0.027 | 0.063 | 0.1 | 0.12892 | 53.7319 | 31105 | 43605 | 56105 | 68605 | 73733 | Wake | 1.849 | 2.592 | 3.335 | 4.078 | 4.383 | 0.497 | 0.697 | 0.896 | 1.096 | 1.178 | 0.035 | 0.049 | 0.063 | 0.077 | 0.083 | 0.123 | 0.173 | 0.223 | 0.272 | 0.292 | 0.01 | 0.015 | 0.02 | 0.025 | 0.03 | 0.301 | 0.421 | 0.542 | 0.663 | 0.712 | 2.5 | 0 | 0 | 0 | 0 | 0 | 0 | 0 | 0 | 0
Bayleaf Master | 1.5618 | 4.371 | 0 |  | 14445 | 1.402 | 0.055 | 0 | 0 | 0.025 | 0.079833 | 97.0578 | 15458 | 15858 | 16175 | 16498 | 16828 | Wake | 1.527 | 1.567 | 1.598 | 1.63 | 1.663 | 0.058 | 0.06 | 0.065 | 0.07 | 0.075 | 0 | 0 | 0 | 0 | 0 | 0 | 0 | 0 | 0 | 0 | 0.025 | 0.025 | 0.025 | 0.025 | 0.025 | 0.09 | 0.0923 | 0.0943 | 0.0964 | 0.0985 | 0 | 0 | 0 | 0 | 0 | 0 | 0 | 0 | 0 | 0
Washington | 2.6581 | 5.128 | 1.1219 |  | 12722 | 0.446 | 0.349 | 0.038 | 0.106 | 0.218 | 0.37917 | 35.0574 | 12849 | 13106 | 13368 | 13635 | 13908 | Beaufort | 0.45 | 0.459 | 0.469 | 0.478 | 0.488 | 0.352 | 0.359 | 0.367 | 0.374 | 0.382 | 0.039 | 0.04 | 0.041 | 0.042 | 0.043 | 0.107 | 0.109 | 0.111 | 0.114 | 0.116 | 0.22 | 0.225 | 0.229 | 0.234 | 0.238 | 0.393 | 0.401 | 0.41 | 0.418 | 0.427 | 0 | 0 | 0 | 0 | 0 | 0 | 0 | 0 | 0 | 0
Belhaven | 0.14008 | 0.448 | 0 |  | 1960 | 0.066 | 0.024 | 0 | 0.006 | 0.034 | 0.010083 | 33.6735 | 1960 | 1985 | 2000 | 2025 | 2205 | Beaufort | 0.064 | 0.065 | 0.069 | 0.073 | 0.075 | 0.024 | 0.025 | 0.027 | 0.029 | 0.03 | 0 | 0 | 0 | 0 | 0 | 0.006 | 0.007 | 0.008 | 0.01 | 0.012 | 0.035 | 0.035 | 0.035 | 0.035 | 0.036 | 0.011 | 0.011 | 0.012 | 0.012 | 0.013 | 0 | 0 | 0 | 0 | 0 | 0 | 0 | 0 | 0 | 0
Aurora | 0.052833 | 0.36 | 0 |  | 500 | 0.018 | 0.014 | 0 | 0.001 | 0.008 | 0.011833 | 36 | 500 | 500 | 500 | 550 | 550 | Beaufort | 0.018 | 0.018 | 0.018 | 0.019 | 0.019 | 0.011 | 0.013 | 0.014 | 0.015 | 0.017 | 0 | 0 | 0 | 0 | 0 | 0.003 | 0.003 | 0.003 | 0.003 | 0.003 | 0.004 | 0.004 | 0.004 | 0.004 | 0.004 | 0.01 | 0.01 | 0.01 | 0.011 | 0.012 | 0 | 0 | 0 | 0 | 0 | 0 | 0 | 0 | 0 | 0
Chocowinity | 0.1775 | 0.774 | 0 |  | 2500 | 0.141 | 0.014 | 0 | 0.001 | 0.012 | 0.0095 | 56.4 | 2700 | 2900 | 3100 | 3300 | 3600 | Beaufort | 0.188 | 0.2 | 0.22 | 0.24 | 0.26 | 0.025 | 0.03 | 0.035 | 0.04 | 0.045 | 0.01 | 0.012 | 0.014 | 0.016 | 0.018 | 0.007 | 0.009 | 0.011 | 0.013 | 0.015 | 0.01 | 0.015 | 0.02 | 0.025 | 0.03 | 0.014 | 0.016 | 0.018 | 0.02 | 0.022 | 0 | 0 | 0 | 0 | 0 | 0 | 0 | 0 | 0 | 0
Bath | 0.021667 | 0.166 | 0 |  | 290 | 0.011 | 0.003 | 0 | 0.007 | 0.0002 | 0.00046667 | 37.931 | 320 | 330 | 340 | 350 | 360 | Beaufort | 0.012 | 0.012 | 0.013 | 0.013 | 0.014 | 0.003 | 0.004 | 0.005 | 0.006 | 0.007 | 0 | 0 | 0 | 0 | 0 | 0.004 | 0.004 | 0.004 | 0.005 | 0.005 | 0.001 | 0.001 | 0.001 | 0.001 | 0.001 | 0.003 | 0.003 | 0.003 | 0.003 | 0.004 | 0 | 0 | 0 | 0 | 0 | 0 | 0 | 0 | 0 | 0
Beaufort Co (Northside) | 1.2694 | 1.648 | 0.012438 |  | 22428 | 0.968 | 0.041 | 0 | 0 | 0.151 | 0.096978 | 43.1603 | 23320 | 24590 | 25860 | 27130 | 28400 | Beaufort | 0.999 | 1.019 | 1.039 | 1.059 | 1.079 | 0.041 | 0.042 | 0.043 | 0.044 | 0.045 | 0 | 0 | 0 | 0 | 0 | 0 | 0 | 0 | 0 | 0 | 0.176 | 0.178 | 0.18 | 0.182 | 0.184 | 0.103 | 0.105 | 0.107 | 0.109 | 0.111 | 0 | 0 | 0 | 0 | 0 | 0 | 0 | 0 | 0 | 0
Beaufort Co (Southside) | 0.79908 | 2.52 | 0.14867 |  | 9203 | 0.387 | 0.007 | 0.042 | 0 | 0.158 | 0.056415 | 42.0515 | 10000 | 10100 | 10200 | 10300 | 10400 | Beaufort | 0.45 | 0.455 | 0.46 | 0.465 | 0.47 | 0.01 | 0.01 | 0.01 | 0.01 | 0.01 | 0.045 | 0.046 | 0.047 | 0.048 | 0.049 | 0 | 0 | 0 | 0 | 0 | 0.16 | 0.162 | 0.164 | 0.166 | 0.168 | 0.065 | 0.066 | 0.066 | 0.067 | 0.068 | 0.72 | 0 | 0 | 0 | 0 | 0 | 0 | 0 | 0 | 0
Windsor | 0.26542 | 0.958 | 0 |  | 2800 | 0.103 | 0.054 | 0.008 | 0.051 | 0.025 | 0.024417 | 36.7857 | 2850 | 2900 | 2950 | 3000 | 3000 | Bertie | 0.144 | 0.146 | 0.149 | 0.151 | 0.153 | 0.043 | 0.043 | 0.044 | 0.045 | 0.045 | 0.014 | 0.014 | 0.014 | 0.014 | 0.014 | 0.078 | 0.078 | 0.08 | 0.081 | 0.082 | 0.003 | 0.003 | 0.003 | 0.003 | 0.003 | 0.028 | 0.028 | 0.029 | 0.029 | 0.03 | 0 | 0 | 0 | 0 | 0 | 0 | 0 | 0 | 0 | 0
Aulander | 0.071417 | 0.504 | 0 |  | 1438 | 0.028 | 0.002 | 0 | 0.002 | 0.005 | 0.034417 | 19.4715 | 1375 | 1325 | 1250 | 1200 | 1150 | Bertie | 0.028 | 0.0278 | 0.0275 | 0.0272 | 0.027 | 0.004 | 0.004 | 0.004 | 0.004 | 0.004 | 0.004 | 0.004 | 0.004 | 0.004 | 0.004 | 0.002 | 0.002 | 0.002 | 0.002 | 0.002 | 0 | 0 | 0 | 0 | 0 | 0.0045 | 0.0045 | 0.0045 | 0.0044 | 0.0044 | 0 | 0 | 0 | 0 | 0 | 0 | 0 | 0 | 0 | 0
Powellsville | 0.058042 | 0.072 | 0 |  | 260 | 0.04 | 0.01 | 0 | 0 | 0 | 0.0080417 | 153.8462 | 300 | 315 | 325 | 335 | 350 | Bertie | 0.028 | 0.03 | 0.032 | 0.035 | 0.04 | 0.01 | 0.01 | 0.01 | 0.015 | 0.02 | 0 | 0 | 0 | 0 | 0 | 0.002 | 0.002 | 0.002 | 0.003 | 0.003 | 0 | 0 | 0 | 0 | 0 | 0.015 | 0.016 | 0.017 | 0.018 | 0.019 | 0 | 0 | 0 | 0 | 0 | 0 | 0 | 0 | 0 | 0
Bertie County RWS | 1.1128 | 2.867 | 0.002 |  | 11578 | 0.609 | 0.026 | 0.168 | 0.118 | 0.007 | 0.18283 | 52.5998 | 11500 | 11400 | 11300 | 11250 | 11000 | Bertie | 0.6 | 0.59 | 0.58 | 0.57 | 0.56 | 0.023 | 0.022 | 0.022 | 0.021 | 0.021 | 0.203 | 0.205 | 0.207 | 0.209 | 0.211 | 0.09 | 0.09 | 0.09 | 0.09 | 0.09 | 0.001 | 0.001 | 0.001 | 0.001 | 0.001 | 0.11 | 0.109 | 0.108 | 0.107 | 0.106 | 0 | 0 | 0 | 0 | 0 | 0 | 0 | 0 | 0 | 0
Southport | 0.5865 | 1.418 | 0 |  | 3625 | 0.482 | 0 | 0 | 0 | 0 | 0.1045 | 132.9655 | 5500 | 5700 | 6000 | 6600 | 6800 | Brunswick | 0.549 | 0.6 | 0.8 | 0.9 | 0.99 | 0 | 0 | 0 | 0 | 0 | 0 | 0 | 0 | 0 | 0 | 0 | 0 | 0 | 0 | 0 | 0 | 0 | 0 | 0 | 0 | 0.083 | 0.091 | 0.121 | 0.136 | 0.149 | 0 | 0 | 0 | 0 | 0 | 0 | 0 | 0 | 0 | 0
Oak Island | ERROR | 0 | 0 |  | #N/A | 0 | 0 | 0 | 0 | 0 | #VALUE! | ERROR | 0 | 0 | 0 | 0 | 0 | Brunswick | 0 | 0 | 0 | 0 | 0 | 0 | 0 | 0 | 0 | 0 | 0 | 0 | 0 | 0 | 0 | 0 | 0 | 0 | 0 | 0 | 0 | 0 | 0 | 0 | 0 | 0 | 0 | 0 | 0 | 0 | 0 | 0 | 0 | 0 | 0 | 0 | 0 | 0 | 0 | 0
Shallotte | 0.351 | 0.75 | 0 |  | 4462 | 0.247 | 0.071 | 0.001 | 0 | 0.001 | 0.031 | 55.3563 | 4500 | 4800 | 4282 | 4496 | 4721 | Brunswick | 0.312 | 0.327 | 0.344 | 0.361 | 0.379 | 0.078 | 0.082 | 0.086 | 0.09 | 0.095 | 0.002 | 0.002 | 0.002 | 0.002 | 0.002 | 0 | 0 | 0 | 0 | 0 | 0.001 | 0.001 | 0.001 | 0.001 | 0.001 | 0.003 | 0.004 | 0.005 | 0.006 | 0.007 | 0 | 0 | 0 | 0 | 0 | 0 | 0 | 0 | 0 | 0
Ocean Isle Beach | 0.65033 | 1.8 | 0.014 |  | 639 | 0.427 | 0.057 | 0 | 0.032 | 0.038 | 0.082333 | 668.2316 | 639 | 686 | 794 | 918 | 1062 | Brunswick | 0.484 | 0.56 | 0.648 | 0.75 | 0.867 | 0.06 | 0.066 | 0.071 | 0.077 | 0.083 | 0 | 0 | 0 | 0 | 0 | 0 | 0 | 0 | 0 | 0 | 0.019 | 0.021 | 0.023 | 0.024 | 0.026 | 0.053 | 0.061 | 0.069 | 0.08 | 0.091 | 0 | 0 | 0 | 0 | 0 | 0 | 0 | 0 | 0 | 0
Brunswick County | 15.1775 | 32.879 | 5.394 |  | 94967 | 4.196 | 0 | 2.617 | 0 | 1.05 | 1.9205 | 44.1838 | 96374 | 117025 | 138790 | 158803 | 182622 | Brunswick | 6.5 | 7.5 | 8.5 | 9.5 | 10.5 | 0 | 0 | 0 | 0 | 0 | 1.8 | 2.193 | 2.193 | 2.193 | 2.193 | 0 | 0 | 0 | 0 | 0 | 1 | 3.5 | 4.5 | 4.5 | 4.5 | 1.611 | 1.939 | 2.112 | 2.286 | 2.459 | 0 | 26 | 0 | 0 | 0 | 0 | 0 | 0 | 0 | 0
Holden Beach | 0.41117 | 1 | 0 |  | 576 | 0.346 | 0 | 0 | 0 | 0.013 | 0.052167 | 600.6944 | 650 | 750 | 750 | 2000 | 2000 | Brunswick | 0.4 | 0.4 | 0.5 | 0.6 | 0.9 | 0.009 | 0.009 | 0.009 | 0.009 | 0.009 | 0 | 0 | 0 | 0 | 0 | 0 | 0 | 0 | 0 | 0 | 0.005 | 0.005 | 0.005 | 0.005 | 0.005 | 0.042 | 0.042 | 0.052 | 0.062 | 0.092 | 0 | 0 | 0 | 0 | 0 | 0 | 0 | 0 | 0 | 0
Navassa | 0.093 | 0.2 | 0 |  | 747 | 0.042 | 0.023 | 0 | 0.003 | 0.002 | 0.023 | 56.2249 | 775 | 862 | 906 | 1015 | 1145 | Brunswick | 0.043 | 0.045 | 0.048 | 0.052 | 0.055 | 0.025 | 0.026 | 0.026 | 0.027 | 0.03 | 0 | 0 | 0 | 0 | 0 | 0.002 | 0.002 | 0.002 | 0.002 | 0.002 | 0.001 | 0.001 | 0.001 | 0.001 | 0.001 | 0.023 | 0.024 | 0.025 | 0.027 | 0.029 | 0 | 0 | 0 | 0 | 0 | 0 | 0 | 0 | 0 | 0
Brunswick Regional WSD | 1.7033 | 2 | 0 |  | 25583 | 1.119 | 0.143 | 0 | 0.047 | 0.3 | 0.094333 | 43.74 | 27116 | 32536 | 39036 | 46836 | 56206 | Brunswick | 1.185 | 1.422 | 1.706 | 2.05 | 2.46 | 0.151 | 0.181 | 0.217 | 0.26 | 0.312 | 0 | 0 | 0 | 0 | 0 | 0.05 | 0.059 | 0.07 | 0.083 | 0.099 | 0.3 | 0.3 | 0.3 | 0.3 | 0.3 | 0.183 | 0.311 | 0.543 | 0.651 | 0.781 | 4 | 0 | 0 | 0 | 0 | 0 | 0 | 0 | 0 | 0
Bald Head Island Utilities | 0.24358 | 0.95 | 0 |  | 250 | 0.135 | 0.038 | 0 | 0 | 0.036 | 0.034583 | 540 | 220 | 230 | 240 | 250 | 260 | Brunswick | 0.133 | 0.144 | 0.155 | 0.166 | 0.177 | 0.05 | 0.051 | 0.052 | 0.053 | 0.054 | 0 | 0 | 0 | 0 | 0 | 0 | 0 | 0 | 0 | 0 | 0.03 | 0.03 | 0.03 | 0.03 | 0.03 | 0.03 | 0.031 | 0.033 | 0.035 | 0.036 | 0 | 0 | 0 | 0 | 0 | 0 | 0 | 0 | 0 | 0
South Mills | 0.40308 | 0.47 | 0 |  | 5300 | 0.246 | 0.004 | 0 | 0 | 0.012 | 0.14108 | 46.4151 | 5332 | 5438 | 5547 | 5658 | 5771 | Camden | 0.2576 | 0.2714 | 0.2852 | 0.299 | 0.3128 | 0.012 | 0.012 | 0.012 | 0.012 | 0.012 | 0 | 0 | 0 | 0 | 0 | 0 | 0 | 0 | 0 | 0 | 0.014 | 0.014 | 0.014 | 0.014 | 0.014 | 0.05 | 0.052 | 0.054 | 0.056 | 0.058 | 0 | 0 | 0 | 0 | 0 | 0 | 0 | 0 | 0 | 0
South Camden Water and Sewer District | 0.47967 | 0.89 | 0 |  | 5133 | 0.2755 | 0.0151 | 0 | 0.006 | 0.1 | 0.083067 | 53.6723 | 5163 | 5267 | 5372 | 5480 | 5589 | Camden | 0.2827 | 0.2828 | 0.283 | 0.2833 | 0.2838 | 0.016 | 0.016 | 0.018 | 0.02 | 0.022 | 0 | 0 | 0 | 0 | 0 | 0.01 | 0.01 | 0.012 | 0.014 | 0.016 | 0.101 | 0.102 | 0.103 | 0.104 | 0.105 | 0.083 | 0.085 | 0.087 | 0.089 | 0.091 | 0 | 0 | 0 | 0 | 0 | 0 | 0 | 0 | 0 | 0
Beaufort | 0.45708 | 1.494 | 0 |  | 4359 | 0.278 | 0.098 | 0.005 | 0.016 | 0.024 | 0.036083 | 63.7761 | 4500 | 4815 | 5152 | 5515 | 5900 | Carteret | 0.289 | 0.31 | 0.33 | 0.354 | 0.38 | 0.1 | 0.11 | 0.12 | 0.13 | 0.14 | 0.005 | 0.006 | 0.006 | 0.007 | 0.007 | 0.02 | 0.023 | 0.025 | 0.03 | 0.032 | 0.027 | 0.03 | 0.033 | 0.036 | 0.04 | 0.038 | 0.041 | 0.054 | 0.067 | 0.08 | 0 | 0 | 0 | 0 | 0 | 0 | 0 | 0 | 0 | 0
Morehead City | 1.1669 | 2.34 | 0 |  | 9420 | 0.52 | 0.338 | 0.006 | 0.117 | 0.043 | 0.14292 | 55.2017 | 9850 | 11328 | 13027 | 14981 | 17228 | Carteret | 0.544 | 0.623 | 0.716 | 0.824 | 0.948 | 0.353 | 0.406 | 0.467 | 0.537 | 0.617 | 0.006 | 0.007 | 0.008 | 0.009 | 0.01 | 0.122 | 0.141 | 0.162 | 0.186 | 0.214 | 0.045 | 0.052 | 0.061 | 0.07 | 0.082 | 0.146 | 0.155 | 0.163 | 0.169 | 0.174 | 0 | 0 | 0 | 0 | 0 | 0 | 0 | 0 | 0 | 0
Newport | 0.55133 | 0.757 | 0 |  | 4827 | 0.191 | 0.056 | 0.003 | 0.144 | 0.045 | 0.11233 | 39.5691 | 4870 | 5017 | 5167 | 5322 | 5482 | Carteret | 0.205 | 0.211 | 0.217 | 0.224 | 0.23 | 0.058 | 0.061 | 0.065 | 0.069 | 0.072 | 0.003 | 0.004 | 0.004 | 0.005 | 0.006 | 0.148 | 0.149 | 0.15 | 0.152 | 0.154 | 0.05 | 0.05 | 0.05 | 0.05 | 0.05 | 0.1135 | 0.085 | 0.087 | 0.089 | 0.091 | 0 | 0 | 0 | 0 | 0 | 0 | 0 | 0 | 0 | 0
Harkers Island WSD | 0.09675 | 0.472 | 0 |  | 2451 | 0.074 | 0.008 | 0 | 0 | 0.007 | 0.00775 | 30.1918 | 2494 | 2562 | 2627 | 2692 | 2757 | Carteret | 0.088 | 0.091 | 0.094 | 0.096 | 0.098 | 0.01 | 0.012 | 0.014 | 0.016 | 0.018 | 0 | 0 | 0 | 0 | 0 | 0 | 0 | 0 | 0 | 0 | 0.008 | 0.008 | 0.008 | 0.008 | 0.008 | 0.012 | 0.013 | 0.013 | 0.014 | 0.014 | 0 | 0 | 0 | 0 | 0 | 0 | 0 | 0 | 0 | 0
Bogue Banks Water Corp | 1.6412 | 5.599 | 0 |  | 4995 | 1.074 | 0.191 | 0 | 0 | 0.265 | 0.11117 | 215.015 | 5100 | 5200 | 5300 | 5400 | 5500 | Carteret | 1.26 | 1.27 | 1.28 | 1.29 | 1.3 | 0.18 | 0.185 | 0.19 | 0.195 | 0.2 | 0 | 0 | 0 | 0 | 0 | 0 | 0 | 0 | 0 | 0 | 0.24 | 0.245 | 0.25 | 0.255 | 0.26 | 0.1 | 0.101 | 0.102 | 0.103 | 0.105 | 0 | 0 | 0 | 0 | 0 | 0 | 0 | 0 | 0 | 0
Pine Knoll Shores | 0.30983 | 0.982 | 0 |  | 2154 | 0.222 | 0.053 | 0 | 0 | 0.022 | 0.012833 | 103.0641 | 2193 | 2324 | 2464 | 2612 | 2768 | Carteret | 0.241 | 0.256 | 0.271 | 0.287 | 0.304 | 0.054 | 0.057 | 0.061 | 0.064 | 0.068 | 0 | 0 | 0 | 0 | 0 | 0 | 0 | 0 | 0 | 0 | 0.024 | 0.026 | 0.028 | 0.03 | 0.032 | 0.024 | 0.025 | 0.027 | 0.028 | 0.03 | 0 | 0.6 | 0 | 0 | 0 | 0 | 0 | 0 | 0 | 0
Atlantic Beach | 0.67083 | 1.545 | 0 |  | 6380 | 0.5 | 0.056 | 0 | 0.006 | 0.05 | 0.058833 | 78.3699 | 6444 | 6540 | 6670 | 6736 | 6940 | Carteret | 0.503 | 0.51 | 0.52 | 0.525 | 0.541 | 0.064 | 0.07 | 0.076 | 0.083 | 0.09 | 0 | 0 | 0 | 0 | 0 | 0.007 | 0.008 | 0.009 | 0.01 | 0.012 | 0.025 | 0.025 | 0.025 | 0.025 | 0.025 | 0.059 | 0.062 | 0.065 | 0.068 | 0.072 | 0 | 0 | 0 | 0 | 0 | 0 | 0 | 0 | 0 | 0
West Carteret Water Corporation | 1.0303 | 2.462 | 0 |  | 14664 | 0.645 | 0.096 | 0 | 0.081 | 0.224 | -0.015667 | 43.9853 | 15310 | 18060 | 20810 | 23560 | 26310 | Carteret | 0.704 | 0.831 | 0.957 | 1.085 | 1.21 | 0.106 | 0.116 | 0.127 | 0.14 | 0.154 | 0 | 0 | 0 | 0 | 0 | 0.085 | 0.09 | 0.095 | 0.1 | 0.105 | 0.141 | 0.151 | 0.161 | 0.171 | 0.181 | 0.106 | 0.123 | 0.139 | 0.155 | 0.171 | 0.972 | 0 | 0 | 0 | 0 | 0 | 0 | 0 | 0 | 0
North River/ Mill Creek Water System | 0.28042 | 0.677 | 0.013 |  | 2900 | 0.108 | 0.008 | 0.006 | 0.005 | 0.12 | 0.020417 | 37.2414 | 2950 | 3334 | 3767 | 4257 | 4810 | Carteret | 0.115 | 0.13 | 0.147 | 0.166 | 0.188 | 0.008 | 0.009 | 0.01 | 0.011 | 0.012 | 0.006 | 0.007 | 0.007 | 0.008 | 0.008 | 0.006 | 0.007 | 0.008 | 0.009 | 0.01 | 0.102 | 0.102 | 0.102 | 0.102 | 0.102 | 0.035 | 0.037 | 0.04 | 0.044 | 0.047 | 0 | 0 | 0 | 0 | 0 | 0 | 0 | 0 | 0 | 0
Merrimon | 0.0031667 | 0.086 | 0 |  | 71 | 0.002 | 0 | 0 | 0 | 0.002 | -0.00083333 | 28.169 | 85 | 90 | 100 | 110 | 120 | Carteret | 0.003 | 0.003 | 0.003 | 0.004 | 0.004 | 0 | 0 | 0 | 0 | 0 | 0 | 0 | 0 | 0 | 0 | 0.001 | 0.001 | 0.001 | 0.001 | 0.001 | 0.001 | 0.001 | 0.001 | 0.001 | 0.001 | 0 | 0 | 0 | 0 | 0 | 0 | 0 | 0 | 0 | 0 | 0 | 0 | 0 | 0 | 0
Edenton | 0.48725 | 1.258 | 0 |  | 5500 | 0.188 | 0.091 | 0.014 | 0.097 | 0.013 | 0.08425 | 34.1818 | 5582 | 5642 | 5702 | 5784 | 5833 | Chowan | 0.196 | 0.207 | 0.218 | 0.23 | 0.242 | 0.095 | 0.106 | 0.113 | 0.122 | 0.134 | 0.016 | 0.017 | 0.018 | 0.018 | 0.019 | 0.101 | 0.114 | 0.127 | 0.138 | 0.151 | 0.013 | 0.013 | 0.014 | 0.015 | 0.016 | 0.107 | 0.116 | 0.124 | 0.132 | 0.142 | 0 | 0 | 0 | 0 | 0 | 0 | 0 | 0 | 0 | 0
Chowan County | 0.827 | 2.015 | 0.0053151 |  | 10762 | 0.568 | 0.054 | 0.004 | 0.025 | 0.061 | 0.10968 | 52.7783 | 11500 | 11650 | 11785 | 11902 | 12362 | Chowan | 0.6 | 0.65 | 0.705 | 0.775 | 0.825 | 0.05 | 0.055 | 0.065 | 0.075 | 0.09 | 0.005 | 0.005 | 0.006 | 0.007 | 0.01 | 0.022 | 0.023 | 0.025 | 0.028 | 0.03 | 0.038 | 0.04 | 0.05 | 0.055 | 0.065 | 0.116 | 0.125 | 0.138 | 0.152 | 0.165 | 0 | 0 | 0 | 0 | 0 | 0 | 0 | 0 | 0 | 0
Whiteville | 1.0181 | 2.297 | 0 |  | 5426 | 0.24 | 0.397 | 0.002 | 0.13 | 0.09 | 0.15908 | 44.2315 | 5487 | 5550 | 5613 | 5677 | 5742 | Columbus | 0.243 | 0.246 | 0.249 | 0.252 | 0.255 | 0.402 | 0.407 | 0.412 | 0.417 | 0.422 | 0.002 | 0.0021 | 0.0022 | 0.0023 | 0.0024 | 0.1316 | 0.1329 | 0.1342 | 0.1355 | 0.1369 | 0.091 | 0.092 | 0.093 | 0.094 | 0.095 | 0.135 | 0.135 | 0.135 | 0.135 | 0.135 | 0 | 0 | 0 | 0 | 0 | 0 | 0 | 0 | 0 | 0
Tabor City | 0.43467 | 1.444 | 0.1881 |  | 2800 | 0.201 | 0.024 | 0.012 | 0.01 | 0 | -0.00043333 | 71.7857 | 2850 | 3000 | 3150 | 3300 | 3450 | Columbus | 0.205 | 0.216 | 0.227 | 0.238 | 0.248 | 0.025 | 0.026 | 0.027 | 0.028 | 0.029 | 0.013 | 0.014 | 0.015 | 0.016 | 0.017 | 0.015 | 0.017 | 0.018 | 0.02 | 0.022 | 0.002 | 0.003 | 0.004 | 0.005 | 0.008 | 0.03 | 0.03 | 0.03 | 0.03 | 0.03 | 0 | 0 | 0 | 0 | 0 | 0 | 0 | 0 | 0 | 0
Chadbourn | 0.26758 | 0.933 | 0 |  | 1805 | 0.173 | 0.038 | 0.03 | 0.008 | 0.002 | 0.016583 | 95.8449 | 2094 | 2323 | 2853 | 3358 | 3694 | Columbus | 0.183 | 0.202 | 0.222 | 0.244 | 0.269 | 0.038 | 0.042 | 0.046 | 0.05 | 0.055 | 0.04 | 0.044 | 0.048 | 0.053 | 0.059 | 0.008 | 0.009 | 0.01 | 0.011 | 0.012 | 0.002 | 0.002 | 0.003 | 0.003 | 0.003 | 0.032 | 0.036 | 0.039 | 0.043 | 0.048 | 0 | 0 | 0 | 0 | 0 | 0 | 0 | 0 | 0 | 0
Fair Bluff | 0.1435 | 0.468 | 0 |  | 650 | 0.122 | 0.007 | 0.002 | 0.002 | 0 | 0.0105 | 187.6923 | 640 | 680 | 720 | 760 | 800 | Columbus | 0.064 | 0.068 | 0.072 | 0.076 | 0.08 | 0.007 | 0.008 | 0.009 | 0.01 | 0.011 | 0.002 | 0.002 | 0.003 | 0.003 | 0.004 | 0.002 | 0.002 | 0.003 | 0.003 | 0.004 | 0 | 0 | 0 | 0 | 0 | 0.007 | 0.007 | 0.008 | 0.009 | 0.01 | 0.288 | 0 | 0 | 0 | 0 | 0 | 0 | 0 | 0 | 0
Brunswick | 0.0325 | 0.214 | 0 |  | 415 | 0.028 | 0.003 | 0 | 0 | 0 | 0.0015 | 67.4699 | 450 | 500 | 550 | 600 | 650 | Columbus | 0.03 | 0.034 | 0.037 | 0.04 | 0.044 | 0.0032 | 0.0035 | 0.004 | 0.0045 | 0.005 | 0 | 0 | 0 | 0 | 0 | 0 | 0 | 0 | 0 | 0 | 0.002 | 0.0021 | 0.0022 | 0.0023 | 0.0024 | 0.002 | 0.0022 | 0.0024 | 0.0026 | 0.0028 | 0 | 0 | 0 | 0 | 0 | 0 | 0 | 0 | 0 | 0
Lake Waccamaw | 0.15567 | 0.34 | 0 |  | 1466 | 0.082 | 0.007 | 0.005 | 0.028 | 0.02 | 0.013667 | 55.9345 | 1495 | 1510 | 1525 | 1540 | 1555 | Columbus | 0.084 | 0.085 | 0.086 | 0.087 | 0.088 | 0.007 | 0.007 | 0.007 | 0.008 | 0.008 | 0.006 | 0.007 | 0.007 | 0.007 | 0.007 | 0.028 | 0.028 | 0.029 | 0.029 | 0.029 | 0.02 | 0.02 | 0.02 | 0.02 | 0.02 | 0.01 | 0.01 | 0.01 | 0.01 | 0.011 | 0 | 0 | 0 | 0 | 0 | 0 | 0 | 0 | 0 | 0
Bolton | 0.071 | 0.4 | 0 |  | 750 | 0.039 | 0 | 0 | 0 | 0.002 | 0.03 | 52 | 756 | 816 | 876 | 933 | 993 | Columbus | 0.0393 | 0.0424 | 0.0455 | 0.0485 | 0.0516 | 0 | 0 | 0 | 0 | 0 | 0 | 0 | 0 | 0 | 0 | 0 | 0 | 0 | 0 | 0 | 0.002 | 0.002 | 0.002 | 0.002 | 0.002 | 0.05 | 0.05 | 0.052 | 0.054 | 0.057 | 0 | 0 | 0 | 0 | 0 | 0 | 0 | 0 | 0 | 0
Cerro Gordo | 0.017417 | 0.058 | 0 |  | 190 | 0.015 | 0 | 0 | 0.004 | 0 | -0.0015833 | 78.9474 | 190 | 217 | 225 | 235 | 240 | Columbus | 0.016 | 0.018 | 0.02 | 0.023 | 0.029 | 0.001 | 0.002 | 0.003 | 0.005 | 0.008 | 0 | 0 | 0 | 0 | 0 | 0.007 | 0.01 | 0.013 | 0.015 | 0.019 | 0 | 0 | 0 | 0 | 0 | 0.002 | 0 | 0.002 | 0.002 | 0.002 | 0 | 0 | 0 | 0 | 0 | 0 | 0 | 0 | 0 | 0
Columbus Co WSD I | 0.18813 | 0.3 | 0 |  | 3540 | 0.169 | 0.016 | 0 | 0.008 | 0.008 | -0.012867 | 47.7401 | 3575 | 3650 | 3725 | 3780 | 3820 | Columbus | 0.17 | 0.173 | 0.174 | 0.176 | 0.178 | 0.015 | 0.016 | 0.016 | 0.017 | 0.017 | 0.003 | 0.004 | 0.004 | 0.005 | 0.005 | 0.008 | 0.009 | 0.009 | 0.01 | 0.01 | 0.008 | 0.009 | 0.009 | 0.01 | 0.01 | 0.021 | 0.022 | 0.023 | 0.024 | 0.025 | 0 | 0 | 0 | 0 | 0 | 0 | 0 | 0 | 0 | 0
Boardman | 0.0080167 | 0.021 | 0 |  | 155 | 0.004 | 0.001 | 0 | 0 | 0 | 0.0030167 | 25.8065 | 165 | 175 | 185 | 195 | 205 | Columbus | 0.0066 | 0.007 | 0.0074 | 0.0078 | 0.0082 | 0.002 | 0.0021 | 0.0022 | 0.0023 | 0.0024 | 0 | 0 | 0 | 0 | 0 | 0 | 0 | 0 | 0 | 0 | 0 | 0 | 0 | 0 | 0 | 0.001 | 0.001 | 0.001 | 0.001 | 0.001 | 0 | 0 | 0 | 0 | 0 | 0 | 0 | 0 | 0 | 0
New Bern | 3.4392 | 12.167 | 0 |  | 37310 | 1.801 | 0.774 | 0.125 | 0 | 0.15 | 0.58917 | 48.2712 | 39015 | 45275 | 52550 | 61000 | 70750 | Craven | 1.883 | 2.186 | 2.536 | 2.944 | 3.416 | 0.809 | 0.939 | 1.09 | 1.265 | 1.547 | 0.131 | 0.152 | 0.179 | 0.204 | 0.237 | 0 | 0 | 0 | 0 | 0 | 0.157 | 0.182 | 0.214 | 0.245 | 0.285 | 0.465 | 0.54 | 0.626 | 0.727 | 0.843 | 0 | 0 | 0 | 0 | 0 | 1.96 | 0 | 0 | 0 | 0
Havelock | 1.2108 | 2.88 | 0.009 |  | 14246 | 0.592 | 0.224 | 0 | 0.003 | 0.18 | 0.20283 | 41.5555 | 14317 | 14389 | 14466 | 14543 | 14620 | Craven | 0.61 | 0.628 | 0.647 | 0.667 | 0.686 | 0.238 | 0.252 | 0.266 | 0.28 | 0.294 | 0 | 0 | 0 | 0 | 0 | 0.004 | 0.005 | 0.006 | 0.007 | 0.008 | 0.185 | 0.19 | 0.195 | 0.205 | 0.215 | 0.187 | 0.194 | 0.201 | 0.209 | 0.217 | 0 | 0 | 0 | 0 | 0 | 0 | 0 | 0 | 0 | 0
Vanceboro | 0.18267 | 0.432 | 0 |  | 1864 | 0.061 | 0.006 | 0.002 | 0.069 | 0.019 | 0.025667 | 32.7253 | 1885 | 2074 | 2281 | 2509 | 2550 | Craven | 0.076 | 0.089 | 0.101 | 0.114 | 0.121 | 0.005 | 0.005 | 0.005 | 0.005 | 0.005 | 0.002 | 0.002 | 0.003 | 0.003 | 0.003 | 0.052 | 0.054 | 0.057 | 0.06 | 0.065 | 0.017 | 0.018 | 0.019 | 0.02 | 0.021 | 0.0249 | 0.0275 | 0.0303 | 0.0331 | 0.0352 | 0 | 0 | 0 | 0 | 0 | 0 | 0 | 0 | 0 | 0
Dover | 0.032667 | 0.092 | 0 |  | 425 | 0.023 | 0.001 | 0 | 0.003 | 0.001 | 0.0046667 | 54.1176 | 425 | 427 | 435 | 440 | 445 | Craven | 0.025 | 0.028 | 0.029 | 0.03 | 0.031 | 0.002 | 0.003 | 0.004 | 0.004 | 0.004 | 0 | 0 | 0 | 0 | 0 | 0.002 | 0.002 | 0.002 | 0.002 | 0.002 | 0.001 | 0.001 | 0.001 | 0.001 | 0.001 | 0.002 | 0.002 | 0.002 | 0.002 | 0.003 | 0 | 0 | 0 | 0 | 0 | 0 | 0 | 0 | 0 | 0
Cherry Point MCAS | 3.9357 | 4.744 | 0 |  | 15926 | 0.901 | 0.3 | 1.65 | 0.2 | 0.406 | 0.47867 | 56.5742 | 15926 | 15926 | 15926 | 15926 | 15926 | Craven | 1 | 1 | 1 | 1 | 1 | 0.3 | 0.3 | 0.3 | 0.3 | 0.3 | 2 | 2 | 2 | 2 | 2 | 0.2 | 0.2 | 0.2 | 0.2 | 0.2 | 0.395 | 0.395 | 0.395 | 0.395 | 0.395 | 0.292 | 0.292 | 0.292 | 0.292 | 0.292 | 1.8 | 0 | 0 | 0 | 0 | 0 | 0 | 0 | 0 | 0
First Craven Sanitary District | 0.51533 | 1.476 | 0 |  | 6000 | 0.301 | 0.02 | 0.005 | 0.003 | 0.088 | 0.098333 | 50.1667 | 6100 | 6800 | 9000 | 10000 | 12500 | Craven | 0.32 | 0.4 | 0.6 | 0.65 | 0.75 | 0.025 | 0.05 | 0.1 | 0.13 | 0.15 | 0.006 | 0.015 | 0.02 | 0.034 | 0.05 | 0.005 | 0.01 | 0.025 | 0.03 | 0.04 | 0.095 | 0.105 | 0.12 | 0.125 | 0.14 | 0.156 | 0.192 | 0.287 | 0.321 | 0.375 | 0 | 0.25 | 0 | 0 | 0 | 0 | 0 | 0 | 0 | 0
Cove City | 0.03225 | 0.25 | 0 |  | 440 | 0.024 | 0.002 | 0 | 0.001 | 0.001 | 0.00425 | 54.5455 | 480 | 525 | 552 | 585 | 627 | Craven | 0.024 | 0.025 | 0.027 | 0.03 | 0.033 | 0.003 | 0.003 | 0.003 | 0.003 | 0.003 | 0 | 0 | 0 | 0 | 0 | 0.002 | 0.002 | 0.002 | 0.002 | 0.002 | 0.003 | 0.003 | 0.003 | 0.003 | 0.003 | 0.005 | 0.005 | 0.005 | 0.005 | 0.006 | 0 | 0 | 0 | 0 | 0 | 0 | 0 | 0 | 0 | 0
Craven County | 2.6984 | 8.147 | 0.037216 |  | 37062 | 1.538 | 0.258 | 0 | 0 | 0.51 | 0.3552 | 41.498 | 35564 | 41593 | 48645 | 56892 | 62500 | Craven | 2 | 2.5 | 3 | 3.5 | 4 | 0.28 | 0.33 | 0.39 | 0.45 | 0.5 | 0 | 0 | 0 | 0 | 0 | 0 | 0 | 0 | 0 | 0 | 0.041 | 0.041 | 0.041 | 0.041 | 0.041 | 0.36 | 0.445 | 0.532 | 0.619 | 0.704 | 2.303 | 0 | 0 | 0 | 0 | 1.797 | 0 | 0 | 0 | 0
River Bend | 0.19783 | 0.789 | 0 |  | 2871 | 0.128 | 0.01 | 0.009 | 0 | 0.032 | 0.018833 | 44.5838 | 2873 | 2901 | 2930 | 2959 | 2988 | Craven | 0.265 | 0.325 | 0.355 | 0.385 | 0.4 | 0.035 | 0.04 | 0.05 | 0.055 | 0.06 | 0.022 | 0.026 | 0.03 | 0.035 | 0.04 | 0 | 0 | 0 | 0 | 0 | 0.043 | 0.05 | 0.055 | 0.06 | 0.065 | 0.063 | 0.076 | 0.085 | 0.092 | 0.098 | 0 | 0 | 0 | 0 | 0 | 0 | 0 | 0 | 0 | 0
Fairfield Harbour | 0.34925 | 1.012 | 0 |  | 4702 | 0.212 | 0.004 | 0 | 0 | 0.006 | 0.12725 | 45.0872 | 6739 | 7466 | 7466 | 7466 | 7466 | Craven | 0.404 | 0.479 | 0.479 | 0.479 | 0.479 | 0.01 | 0.012 | 0.012 | 0.012 | 0.012 | 0 | 0 | 0 | 0 | 0 | 0 | 0 | 0 | 0 | 0 | 0.013 | 0.013 | 0.013 | 0.013 | 0.013 | 0.152 | 0.18 | 0.18 | 0.18 | 0.18 | 0 | 0 | 0 | 0 | 0 | 0 | 0 | 0 | 0 | 0
Currituck Co - Mainland | 0.95242 | 3.064 | 0 |  | 12700 | 0.587 | 0.18 | 0 | 0.019 | 0.335 | -0.16858 | 46.2205 | 12700 | 12954 | 13213 | 13477 | 13747 | Currituck | 0.597 | 0.609 | 0.621 | 0.633 | 0.646 | 0.21 | 0.231 | 0.254 | 0.28 | 0.308 | 0 | 0 | 0 | 0 | 0 | 0.016 | 0.017 | 0.018 | 0.019 | 0.02 | 0.293 | 0.299 | 0.305 | 0.314 | 0.319 | 0.124 | 0.129 | 0.133 | 0.138 | 0.143 | 0 | 0.25 | 0 | 0 | 0 | 0 | 0 | 0 | 0 | 0
Nags Head | 1.1823 | 3.5 | 0 |  | 3125 | 0.687 | 0.228 | 0 | 0.018 | 0.071 | 0.17825 | 219.84 | 3172 | 3330 | 3497 | 3672 | 3855 | Dare | 0.698 | 0.733 | 0.769 | 0.808 | 0.848 | 0.231 | 0.243 | 0.255 | 0.268 | 0.281 | 0 | 0 | 0 | 0 | 0 | 0.019 | 0.02 | 0.021 | 0.022 | 0.023 | 0.132 | 0.132 | 0.132 | 0.132 | 0.132 | 0.12 | 0.125 | 0.131 | 0.137 | 0.143 | 0 | 0 | 0 | 0 | 0 | 0 | 0 | 0 | 0 | 0
Kill Devil Hills | 1.0611 | 3 | 0 |  | 7200 | 0.926 | 0.052 | 0 | 0 | 0.001 | 0.082083 | 128.6111 | 7308 | 7673 | 8057 | 8460 | 8883 | Dare | 1.096 | 1.151 | 1.209 | 1.269 | 1.332 | 0.053 | 0.055 | 0.058 | 0.061 | 0.064 | 0 | 0 | 0 | 0 | 0 | 0 | 0 | 0 | 0 | 0 | 0.001 | 0.001 | 0.001 | 0.001 | 0.001 | 0.084 | 0.098 | 0.109 | 0.12 | 0.133 | 0 | 0 | 0 | 0 | 0 | 0 | 0 | 0 | 0 | 0
Manteo | 0.21083 | 1 | 0 |  | 1183 | 0.135 | 0.034 | 0 | 0.012 | 0.004 | 0.025833 | 114.1167 | 1242 | 1304 | 1369 | 1437 | 1509 | Dare | 0.137 | 0.143 | 0.151 | 0.158 | 0.166 | 0.039 | 0.041 | 0.043 | 0.045 | 0.047 | 0 | 0 | 0 | 0 | 0 | 0.015 | 0.016 | 0.017 | 0.018 | 0.019 | 0.004 | 0.004 | 0.004 | 0.004 | 0.004 | 0.027 | 0.029 | 0.03 | 0.032 | 0.033 | 0 | 0 | 0 | 0 | 0 | 0 | 0 | 0 | 0 | 0
Dare Co. Cape Hatteras | 1.3751 | 3.34 | 0 |  | 5486 | 0.636 | 0.248 | 0 | 0 | 0.463 | 0.028083 | 115.9315 | 5651 | 6216 | 6837 | 7521 | 8273 | Dare | 0.655 | 0.72 | 0.793 | 0.872 | 0.959 | 0.255 | 0.281 | 0.309 | 0.34 | 0.374 | 0 | 0 | 0 | 0 | 0 | 0 | 0 | 0 | 0 | 0 | 0.437 | 0.48 | 0.528 | 0.581 | 0.639 | 0.076 | 0.084 | 0.092 | 0.101 | 0.112 | 0 | 0 | 0 | 0 | 0 | 0 | 0 | 0 | 0 | 0
Dare Co Regional | 5.3762 | 7.941 | 2.523 |  | 22766 | 1.712 | 0.273 | 0 | 0 | 0.056 | 0.81225 | 75.1999 | 23000 | 23500 | 24000 | 24500 | 26000 | Dare | 1.8 | 2 | 2.2 | 2.4 | 2.6 | 0.229 | 0.232 | 0.24 | 0.242 | 0.25 | 0 | 0 | 0 | 0 | 0 | 0 | 0 | 0 | 0 | 0 | 0.057 | 0.058 | 0.059 | 0.06 | 0.061 | 0.455 | 0.499 | 0.545 | 0.589 | 0.635 | 7 | 0 | 0 | 0 | 0 | 0 | 0 | 0 | 0 | 0
Dare Co Rodanthe-Waves-Salvo | 0.38717 | 1.808 | 0 |  | 1180 | 0.231 | 0.057 | 0 | 0.002 | 0.072 | 0.025167 | 195.7627 | 1244 | 1331 | 1424 | 1524 | 1631 | Dare | 0.282 | 0.302 | 0.323 | 0.346 | 0.37 | 0.083 | 0.089 | 0.095 | 0.102 | 0.109 | 0 | 0 | 0 | 0 | 0 | 0 | 0 | 0 | 0 | 0 | 0.105 | 0.112 | 0.12 | 0.128 | 0.137 | 0.03 | 0.032 | 0.034 | 0.036 | 0.039 | 0 | 0 | 0 | 0 | 0 | 0 | 0 | 0 | 0 | 0
Wallace | 0.5315 | 2.711 | 0.05 |  | 5825 | 0.222 | 0.191 | 0 | 0.022 | 0.007 | 0.0395 | 38.1116 | 5857 | 5887 | 5923 | 6035 | 6544 | Duplin | 0.229 | 0.232 | 0.245 | 0.255 | 0.267 | 0.198 | 0.204 | 0.208 | 0.217 | 0.225 | 0 | 0 | 0 | 0 | 0 | 0.025 | 0.029 | 0.032 | 0.033 | 0.034 | 0.009 | 0.011 | 0.012 | 0.012 | 0.014 | 0.028 | 0.029 | 0.03 | 0.032 | 0.033 | 0 | 0.1 | 0.2 | 0 | 0 | 0 | 0 | 0 | 0 | 0
Warsaw | 0.48208 | 0.684 | 0 |  | 3151 | 0.138 | 0.106 | 0.008 | 0.019 | 0.099 | 0.11208 | 43.7956 | 3180 | 3200 | 3220 | 3250 | 3280 | Duplin | 0.14 | 0.145 | 0.148 | 0.152 | 0.16 | 0.11 | 0.115 | 0.119 | 0.12 | 0.128 | 0.01 | 0.012 | 0.013 | 0.015 | 0.017 | 0.022 | 0.023 | 0.024 | 0.025 | 0.026 | 0.05 | 0.05 | 0.05 | 0.055 | 0.055 | 0.1 | 0.119 | 0.124 | 0.132 | 0.138 | 0 | 0 | 0 | 0 | 0 | 0 | 0 | 0 | 0 | 0
Beulaville | 0.11325 | 0.36 | 0 |  | 1326 | 0.062 | 0.025 | 0.009 | 0.006 | 0.006 | 0.00525 | 46.7572 | 1400 | 1475 | 1550 | 1700 | 1800 | Duplin | 0.065 | 0.07 | 0.075 | 0.075 | 0.08 | 0.03 | 0.035 | 0.035 | 0.039 | 0.039 | 0.012 | 0.013 | 0.013 | 0.014 | 0.015 | 0.009 | 0.011 | 0.013 | 0.015 | 0.017 | 0.01 | 0.01 | 0.015 | 0.015 | 0.02 | 0.015 | 0.016 | 0.017 | 0.017 | 0.018 | 0 | 0 | 0 | 0 | 0 | 0 | 0 | 0 | 0 | 0
Rose Hill | 0.31875 | 0.865 | 0 |  | 1862 | 0.068 | 0.024 | 0.142 | 0.005 | 0.03 | 0.04975 | 36.5199 | 1502 | 1547 | 1593 | 1641 | 1692 | Duplin | 0.068 | 0.072 | 0.078 | 0.085 | 0.092 | 0.024 | 0.025 | 0.025 | 0.026 | 0.027 | 0.142 | 0.145 | 0.147 | 0.15 | 0.153 | 0.005 | 0.006 | 0.007 | 0.009 | 0.01 | 0.005 | 0.005 | 0.005 | 0.005 | 0.005 | 0.044 | 0.046 | 0.048 | 0.05 | 0.052 | 0 | 0 | 0 | 0 | 0 | 0 | 0 | 0 | 0 | 0
Kenansville | 0.14342 | 0.396 | 0 |  | 876 | 0.069 | 0.02 | 0 | 0.03 | 0.005 | 0.019417 | 78.7671 | 1005 | 1045 | 1170 | 1207 | 1258 | Duplin | 0.069 | 0.071 | 0.077 | 0.085 | 0.095 | 0.02 | 0.021 | 0.023 | 0.025 | 0.027 | 0 | 0 | 0 | 0 | 0 | 0.03 | 0.032 | 0.033 | 0.034 | 0.035 | 0.003 | 0.003 | 0.003 | 0.003 | 0.003 | 0.019 | 0.019 | 0.021 | 0.023 | 0.025 | 0 | 0 | 0 | 0 | 0 | 0 | 0 | 0 | 0 | 0
Magnolia | 0.070917 | 0.27 | 0 |  | 980 | 0.05 | 0.006 | 0 | 0 | 0.012 | 0.0029167 | 51.0204 | 1362 | 1594 | 1624 | 1655 | 1686 | Duplin | 0.078 | 0.091 | 0.093 | 0.095 | 0.115 | 0.013 | 0.015 | 0.018 | 0.022 | 0.027 | 0 | 0 | 0 | 0 | 0 | 0 | 0 | 0 | 0 | 0 | 0.004 | 0.005 | 0.006 | 0.008 | 0.011 | 0.006 | 0.007 | 0.007 | 0.007 | 0.009 | 0 | 0 | 0 | 0 | 0 | 0 | 0 | 0 | 0 | 0
Faison | 0.47517 | 1.44 | 0 |  | 995 | 0.052 | 0.01 | 0.337 | 0 | 0.019 | 0.057167 | 52.2613 | 820 | 850 | 875 | 900 | 925 | Duplin | 0.11 | 0.116 | 0.121 | 0.125 | 0.129 | 0.302 | 0.319 | 0.337 | 0.355 | 0.357 | 0 | 0 | 0 | 0 | 0 | 0 | 0 | 0 | 0 | 0 | 0.023 | 0.023 | 0.023 | 0.023 | 0.023 | 0.023 | 0.024 | 0.026 | 0.027 | 0.027 | 0 | 0 | 0 | 0 | 0 | 0 | 0 | 0 | 0 | 0
Teachey | 0.031083 | 0.1 | 0 |  | 381 | 0.023 | 0 | 0 | 0 | 0.004 | 0.0040833 | 60.3675 | 400 | 500 | 500 | 500 | 500 | Duplin | 0.024 | 0.032 | 0.032 | 0.032 | 0.032 | 0.003 | 0.003 | 0.003 | 0.003 | 0.003 | 0 | 0 | 0 | 0 | 0 | 0.002 | 0.002 | 0.002 | 0.002 | 0.002 | 0 | 0 | 0 | 0 | 0 | 0.0052 | 0.0052 | 0.0052 | 0.0052 | 0.0052 | 0 | 0 | 0 | 0 | 0 | 0 | 0 | 0 | 0 | 0
Calypso | ERROR | 0.425 | 0 |  | 558 | 0.028 | 0.002 | 0.032 | 0.007 | 0.005 | #VALUE! | 50.1792 | 662 | 754 | 765 | 845 | 845 | Duplin | 0.032 | 0.034 | 0.037 | 0.041 | 0.045 | 0.006 | 0.007 | 0.008 | 0.009 | 0.01 | 0.038 | 0.039 | 0.04 | 0.041 | 0.042 | 0.009 | 0.009 | 0.009 | 0.01 | 0.01 | 0.003 | 0.003 | 0.003 | 0.003 | 0.003 | 0.011 | 0.012 | 0.012 | 0.013 | 0.014 | 0 | 0 | 0 | 0 | 0 | 0 | 0 | 0 | 0 | 0
Chinquapin Water Association | 0.31767 | 0.717 | 0.042 |  | 4686 | 0.22 | 0.004 | 0 | 0.02 | 0.001 | 0.030667 | 46.9484 | 4537 | 5000 | 5490 | 6000 | 6555 | Duplin | 0.242 | 0.253 | 0.265 | 0.276 | 0.289 | 0.01 | 0.011 | 0.011 | 0.012 | 0.012 | 0 | 0 | 0 | 0 | 0 | 0.029 | 0.029 | 0.03 | 0.03 | 0.031 | 0.003 | 0.003 | 0.003 | 0.003 | 0.004 | 0.013 | 0.013 | 0.014 | 0.014 | 0.015 | 0 | 0 | 0 | 0 | 0 | 0 | 0 | 0 | 0 | 0
Greenevers | 0.060583 | 0.2 | 0 |  | 1390 | 0.047 | 0.002 | 0 | 0.008 | 0.001 | 0.0025833 | 33.8129 | 1425 | 1462 | 1500 | 1544 | 1600 | Duplin | 0.05 | 0.055 | 0.06 | 0.068 | 0.078 | 0.003 | 0.003 | 0.003 | 0.003 | 0.003 | 0 | 0 | 0 | 0 | 0 | 0.01 | 0.012 | 0.013 | 0.014 | 0.015 | 0.002 | 0.002 | 0.002 | 0.002 | 0.002 | 0.003 | 0.004 | 0.004 | 0.004 | 0.005 | 0 | 0 | 0 | 0 | 0 | 0 | 0 | 0 | 0 | 0
Duplin Co | 1.6545 | 4.261 | 0.026499 |  | 17000 | 0.972 | 0.426 | 0 | 0.022 | 0.012 | 0.196 | 57.1765 | 17000 | 17050 | 17100 | 17448 | 17961 | Duplin | 0.972 | 0.976 | 0.986 | 0.99 | 0.994 | 0.428 | 0.432 | 0.437 | 0.443 | 0.45 | 0 | 0 | 0 | 0 | 0 | 0.022 | 0.025 | 0.026 | 0.028 | 0.03 | 0.012 | 0.014 | 0.015 | 0.015 | 0.016 | 0.205 | 0.207 | 0.21 | 0.211 | 0.213 | 0 | 0 | 0 | 0 | 0 | 0 | 0 | 0 | 0 | 0
Tarboro | 2.7292 | 12 | 0.552 |  | 11415 | 0.915 | 0.441 | 0.4 | 0.251 | 0.09 | 0.080167 | 80.1577 | 10960 | 10505 | 10050 | 9595 | 9140 | Edgecombe | 0.883 | 0.847 | 0.81 | 0.773 | 0.737 | 0.396 | 0.38 | 0.364 | 0.349 | 0.335 | 0.236 | 0.226 | 0.216 | 0.207 | 0.198 | 0.273 | 0.262 | 0.251 | 0.24 | 0.23 | 0.074 | 0.072 | 0.072 | 0.07 | 0.069 | 0.054 | 0.052 | 0.05 | 0.047 | 0.045 | 0 | 0 | 0 | 0 | 0 | 0 | 0 | 0 | 0 | 0
Pinetops | 0.18975 | 0.455 | 0 |  | 1291 | 0.097 | 0.01 | 0.009 | 0.011 | 0.04 | 0.02275 | 75.1356 | 1500 | 2020 | 2020 | 2020 | 2020 | Edgecombe | 0.12 | 0.171 | 0.171 | 0.171 | 0.171 | 0.006 | 0.006 | 0.006 | 0.006 | 0.006 | 0.002 | 0.002 | 0.002 | 0.002 | 0.002 | 0.014 | 0.014 | 0.014 | 0.014 | 0.014 | 0.04 | 0.04 | 0.04 | 0.04 | 0.04 | 0.0257 | 0.0329 | 0.0329 | 0.0329 | 0.0329 | 0.24 | 0 | 0 | 0 | 0 | 0 | 0 | 0 | 0 | 0
Macclesfield | 0.03475 | 0.414 | 0 |  | 890 | 0.028 | 0.005 | 0 | 0 | 0 | 0.00175 | 31.4607 | 777 | 697 | 626 | 562 | 555 | Edgecombe | 0.027 | 0.024 | 0.022 | 0.02 | 0.019 | 0.003 | 0.003 | 0.003 | 0.003 | 0.003 | 0 | 0 | 0 | 0 | 0 | 0 | 0 | 0 | 0 | 0 | 0 | 0 | 0 | 0 | 0 | 0.003 | 0.003 | 0.002 | 0.002 | 0.002 | 0 | 0 | 0 | 0 | 0 | 0 | 0 | 0 | 0 | 0
Whitakers | 0.0545 | 0.1 | 0 |  | 815 | 0.038 | 0.003 | 0 | 0.003 | 0.005 | 0.0055 | 46.6258 | 818 | 834 | 851 | 868 | 878 | Edgecombe | 0.038 | 0.039 | 0.042 | 0.045 | 0.045 | 0.003 | 0.003 | 0.004 | 0.004 | 0.004 | 0 | 0 | 0 | 0 | 0 | 0.003 | 0.003 | 0.004 | 0.004 | 0.004 | 0.005 | 0.005 | 0.005 | 0.005 | 0.005 | 0.006 | 0.0061 | 0.0067 | 0.0071 | 0.0071 | 0 | 0 | 0 | 0 | 0 | 0 | 0 | 0 | 0 | 0
Princeville | 0.069583 | 0.25 | 0 |  | 1025 | 0.054 | 0 | 0 | 0 | 0.01 | 0.0055833 | 52.6829 | 1800 | 2400 | 3200 | 4100 | 5000 | Edgecombe | 0.083 | 0.11 | 0.1475 | 0.19 | 0.23 | 0.004 | 0.005 | 0.006 | 0.008 | 0.009 | 0 | 0 | 0 | 0 | 0 | 0.001 | 0.001 | 0.001 | 0.001 | 0.001 | 0 | 0 | 0 | 0 | 0 | 0.0083 | 0.0109 | 0.0145 | 0.0187 | 0.0225 | 0.15 | 0 | 0 | 0 | 0 | 0 | 0 | 0 | 0 | 0
Edgecombe Co WSD | 0.92458 | 1.35 | 0.0054795 |  | 13900 | 0.65 | 0.05 | 0.07 | 0 | 0.015 | 0.1341 | 46.7626 | 14200 | 14250 | 14300 | 14350 | 14400 | Edgecombe | 0.65 | 0.653 | 0.655 | 0.658 | 0.66 | 0.11 | 0.12 | 0.125 | 0.13 | 0.135 | 0.026 | 0.027 | 0.028 | 0.029 | 0.03 | 0 | 0 | 0 | 0 | 0 | 0.075 | 0.076 | 0.077 | 0.079 | 0.08 | 0.142 | 0.1445 | 0.146 | 0.1478 | 0.1493 | 0 | 0 | 0 | 0 | 0 | 0.05 | 0 | 0 | 0 | 0
Gates Co | 0.988 | 1.43 | 0 |  | 11639 | 0.988 | 0 | 0 | 0 | 0.003 | -0.003 | 84.887 | 12319 | 12442 | 12567 | 13003 | 13983 | Gates | 0.875 | 0.895 | 0.92 | 0.951 | 0.999 | 0 | 0 | 0 | 0 | 0 | 0 | 0 | 0 | 0 | 0 | 0 | 0 | 0 | 0 | 0 | 0.003 | 0.003 | 0.003 | 0.003 | 0.003 | 0.016 | 0.017 | 0.019 | 0.02 | 0.021 | 0 | 0 | 0 | 0 | 0 | 0 | 0 | 0 | 0 | 0
Snow Hill | 0.20925 | 0.963 | 0 |  | 2657 | 0.128 | 0.048 | 0.007 | 0.012 | 0.001 | 0.01325 | 48.1746 | 2609 | 2644 | 2667 | 2682 | 2695 | Greene | 0.122 | 0.125 | 0.128 | 0.131 | 0.133 | 0.047 | 0.05 | 0.052 | 0.054 | 0.056 | 0.006 | 0.007 | 0.009 | 0.01 | 0.001 | 0.009 | 0.011 | 0.012 | 0.012 | 0.013 | 0.003 | 0.003 | 0.003 | 0.003 | 0.003 | 0.026 | 0.027 | 0.028 | 0.029 | 0.029 | 0 | 0 | 0 | 0 | 0 | 0 | 0 | 0 | 0 | 0
Maury Sanitary Land District | 0.042917 | 0.2 | 0 |  | 468 | 0.02 | 0.003 | 0 | 0.02 | 0 | -8.3333e-05 | 42.735 | 885 | 940 | 984 | 1010 | 1060 | Greene | 0.026 | 0.026 | 0.027 | 0.029 | 0.031 | 0.002 | 0.002 | 0.002 | 0.002 | 0.002 | 0 | 0 | 0 | 0 | 0 | 0.017 | 0.018 | 0.019 | 0.02 | 0.021 | 0 | 0 | 0 | 0 | 0 | 0.003 | 0.003 | 0.003 | 0.004 | 0.004 | 0 | 0 | 0 | 0 | 0 | 0 | 0 | 0 | 0 | 0
Hookerton | 0.049167 | 0.1 | 0.0015 |  | 409 | 0.024 | 0.004 | 0 | 0.004 | 0.004 | 0.011667 | 58.6797 | 726 | 730 | 741 | 753 | 760 | Greene | 0.025 | 0.026 | 0.027 | 0.028 | 0.029 | 0.004 | 0.004 | 0.005 | 0.006 | 0.006 | 0 | 0 | 0 | 0 | 0 | 0.009 | 0.01 | 0.01 | 0.011 | 0.012 | 0.002 | 0.002 | 0.002 | 0.002 | 0.002 | 0.014 | 0.015 | 0.016 | 0.017 | 0.018 | 0 | 0 | 0 | 0 | 0 | 0 | 0 | 0 | 0 | 0
Walstonburg | 0.011167 | 0.05 | 0 |  | 200 | 0.01 | 0 | 0 | 0 | 0 | 0.0011667 | 50 | 200 | 200 | 200 | 200 | 200 | Greene | 0.012 | 0.012 | 0.012 | 0.012 | 0.012 | 0.001 | 0.002 | 0.002 | 0.002 | 0.002 | 0.002 | 0.002 | 0.002 | 0.002 | 0.002 | 0.001 | 0.001 | 0.001 | 0.001 | 0.001 | 0.001 | 0.001 | 0.001 | 0.001 | 0.001 | 0.002 | 0.002 | 0.002 | 0.002 | 0.002 | 0 | 0 | 0 | 0 | 0 | 0 | 0 | 0 | 0 | 0
South Greene WC | 0.16775 | 0.358 | 0 |  | 2608 | 0.147 | 0.02 | 0 | 0 | 0 | 0.00075 | 56.365 | 2790 | 2939 | 3094 | 3256 | 3294 | Greene | 0.165 | 0.175 | 0.184 | 0.194 | 0.197 | 0.021 | 0.023 | 0.025 | 0.027 | 0.029 | 0 | 0 | 0 | 0 | 0 | 0 | 0 | 0 | 0 | 0 | 0.005 | 0.006 | 0.006 | 0.007 | 0.007 | 0.01 | 0.01 | 0.01 | 0.011 | 0.011 | 0 | 0 | 0 | 0 | 0 | 0 | 0 | 0 | 0 | 0
Greene County RWS | 1.6289 | 4.381 | 0.246 |  | 10164 | 0.569 | 0.019 | 0 | 0.23 | 0.35 | 0.21492 | 55.9819 | 10210 | 10211 | 10212 | 10213 | 10214 | Greene | 0.572 | 0.573 | 0.573 | 0.573 | 0.573 | 0.019 | 0.02 | 0.02 | 0.02 | 0.021 | 0 | 0 | 0 | 0 | 0 | 0.231 | 0.232 | 0.232 | 0.233 | 0.233 | 0.352 | 0.352 | 0.352 | 0.353 | 0.353 | 0.22 | 0.221 | 0.221 | 0.221 | 0.221 | 0 | 0 | 0 | 0 | 0 | 0 | 0 | 0 | 0 | 0
Roanoke Rapids SD | 4.71 | 12.5 | 2.021 |  | 16312 | 0.97 | 0.381 | 0.885 | 0.043 | 0.213 | 0.197 | 59.4654 | 15940 | 15600 | 15250 | 14900 | 14700 | Halifax | 0.948 | 0.928 | 0.907 | 0.886 | 0.874 | 0.372 | 0.364 | 0.356 | 0.348 | 0.343 | 0.865 | 0.846 | 0.827 | 0.808 | 0.798 | 0.042 | 0.041 | 0.04 | 0.039 | 0.039 | 0.375 | 0.368 | 0.36 | 0.352 | 0.347 | 0.3644 | 0.3567 | 0.3487 | 0.3407 | 0.3363 | 0 | 0 | 0 | 0 | 0 | 0 | 0 | 0 | 0 | 0
Scotland Neck | 0.25183 | 0.4 | 0 |  | 2955 | 0.124 | 0.052 | 0 | 0 | 0.047 | 0.028833 | 41.9628 | 2965 | 2975 | 2985 | 2990 | 3000 | Halifax | 0.125 | 0.126 | 0.127 | 0.128 | 0.129 | 0.052 | 0.053 | 0.054 | 0.055 | 0.056 | 0 | 0 | 0 | 0 | 0 | 0 | 0 | 0 | 0 | 0 | 0.047 | 0.047 | 0.047 | 0.047 | 0.047 | 0.029 | 0.029 | 0.029 | 0.029 | 0.029 | 0 | 0 | 0 | 0 | 0 | 0 | 0 | 0 | 0 | 0
Weldon | 1.0989 | 14 | 0.90567 |  | 1575 | 0.065 | 0.041 | 0.003 | 0.003 | 0.01 | 0.071243 | 41.2698 | 1563 | 1551 | 1539 | 1526 | 1514 | Halifax | 0.061 | 0.057 | 0.053 | 0.049 | 0.045 | 0.043 | 0.046 | 0.048 | 0.051 | 0.054 | 0 | 0 | 0 | 0 | 0 | 0.003 | 0.003 | 0.003 | 0.003 | 0.003 | 0.011 | 0.011 | 0.012 | 0.012 | 0.015 | 0.076 | 0.078 | 0.079 | 0.081 | 0.083 | 0 | 0 | 0 | 0 | 0 | 0 | 0 | 0 | 0 | 0
Enfield Water System | 0.212 | 7.3 | 0 |  | 2512 | 0.111 | 0.039 | 0 | 0 | 0.05 | 0.012 | 44.1879 | 2750 | 2800 | 2850 | 2900 | 3000 | Halifax | 0.117 | 0.119 | 0.121 | 0.122 | 0.124 | 0.041 | 0.043 | 0.045 | 0.047 | 0.049 | 0 | 0 | 0 | 0 | 0 | 0 | 0 | 0 | 0 | 0 | 0.05 | 0.05 | 0.05 | 0.05 | 0.05 | 0.012 | 0.012 | 0.012 | 0.012 | 0.012 | 0 | 0 | 0 | 0 | 0 | 0 | 0 | 0 | 0 | 0
Littleton | 0.081333 | 0.15 | 0 |  | 700 | 0.061 | 0.007 | 0.003 | 0 | 0.003 | 0.0073333 | 87.1429 | 700 | 720 | 740 | 750 | 760 | Halifax | 0.066 | 0.067 | 0.068 | 0.069 | 0.07 | 0.007 | 0.008 | 0.009 | 0.009 | 0.009 | 0.002 | 0.002 | 0.002 | 0.003 | 0.003 | 0 | 0 | 0 | 0 | 0 | 0.003 | 0.003 | 0.003 | 0.005 | 0.005 | 0.007 | 0.008 | 0.008 | 0.009 | 0.009 | 0 | 0 | 0 | 0 | 0 | 0 | 0 | 0 | 0 | 0
Halifax | 0.019833 | 0.125 | 0 |  | 216 | 0.019 | 0 | 0 | 0 | 0.001 | -0.00016667 | 87.963 | 214 | 213 | 211 | 209 | 208 | Halifax | 0.021 | 0.02 | 0.019 | 0.019 | 0.018 | 0 | 0 | 0 | 0 | 0 | 0 | 0 | 0 | 0 | 0 | 0 | 0 | 0 | 0 | 0 | 0.001 | 0.001 | 0.001 | 0.001 | 0.001 | 0.0023 | 0.0022 | 0.0021 | 0.0021 | 0.002 | 0 | 0 | 0 | 0 | 0 | 0 | 0 | 0 | 0 | 0
Hobgood | 0.042083 | 0.515 | 0 |  | 670 | 0.021 | 0.002 | 0 | 0.001 | 0.006 | 0.012083 | 31.3433 | 670 | 655 | 640 | 625 | 610 | Halifax | 0.017 | 0.017 | 0.016 | 0.016 | 0.015 | 0.004 | 0.004 | 0.004 | 0.004 | 0.004 | 0 | 0 | 0 | 0 | 0 | 0.002 | 0.002 | 0.002 | 0.002 | 0.002 | 0.001 | 0.001 | 0.001 | 0.001 | 0.001 | 0.006 | 0.006 | 0.008 | 0.008 | 0.01 | 0 | 0 | 0 | 0 | 0 | 0 | 0 | 0 | 0 | 0
Halifax County | 2.3993 | 3.9 | 0.345 |  | 20250 | 0.895 | 0.155 | 0.281 | 0.286 | 0.142 | 0.29525 | 44.1975 | 20250 | 20250 | 20250 | 20250 | 20250 | Halifax | 0.895 | 0.895 | 0.895 | 0.895 | 0.895 | 0.155 | 0.155 | 0.155 | 0.155 | 0.155 | 0.281 | 0.281 | 0.281 | 0.282 | 0.281 | 0.286 | 0.286 | 0.286 | 0.286 | 0.286 | 0.166 | 0.166 | 0.166 | 0.166 | 0.166 | 0.307 | 0.308 | 0.308 | 0.308 | 0.308 | 0 | 0 | 0 | 0 | 0 | 0 | 0 | 0 | 0 | 0
Ahoskie | 0.74983 | 3.478 | 0 |  | 5000 | 0.5 | 0.2 | 0 | 0 | 0 | 0.049833 | 100 | 5150 | 5300 | 5500 | 5700 | 5900 | Hertford | 0.47 | 0.479 | 0.53 | 0.589 | 0.7 | 0.071 | 0.072 | 0.074 | 0.081 | 0.1 | 0.023 | 0.023 | 0.03 | 0.04 | 0.05 | 0.046 | 0.047 | 0.049 | 0.041 | 0.05 | 0.03 | 0.03 | 0.03 | 0.03 | 0.03 | 0.0687 | 0.0698 | 0.0765 | 0.0838 | 0.0998 | 0 | 0 | 0 | 0 | 0 | 0 | 0 | 0 | 0 | 0
Murfreesboro | 0.39858 | 2.19 | 0 |  | 3023 | 0.18 | 0.04 | 0.02 | 0.08 | 0.04 | 0.038583 | 59.5435 | 3500 | 3350 | 3250 | 3150 | 3050 | Hertford | 0.2 | 0.2 | 0.2 | 0.2 | 0.2 | 0.008 | 0.008 | 0.008 | 0.008 | 0.008 | 0.02 | 0.02 | 0.02 | 0.02 | 0.02 | 0.08 | 0.08 | 0.08 | 0.08 | 0.08 | 0.062 | 0.062 | 0.062 | 0.062 | 0.062 | 0.0342 | 0.0342 | 0.0342 | 0.0342 | 0.0342 | 1.872 | 0 | 0 | 0 | 0 | 0 | 0 | 0 | 0 | 0
Winton | 0.093667 | 0.742 | 0 |  | 756 | 0.061 | 0.013 | 0.01 | 0.018 | 0 | -0.0083333 | 80.6878 | 758 | 762 | 766 | 770 | 770 | Hertford | 0.08 | 0.08 | 0.08 | 0.08 | 0.08 | 0.006 | 0.006 | 0.006 | 0.006 | 0.006 | 0.002 | 0.002 | 0.002 | 0.002 | 0.002 | 0.01 | 0.01 | 0.01 | 0.01 | 0.01 | 0.005 | 0.005 | 0.005 | 0.005 | 0.005 | 0.004 | 0.004 | 0.004 | 0.004 | 0.004 | 0 | 0 | 0 | 0 | 0 | 0 | 0 | 0 | 0 | 0
Cofield | 0.020167 | 0.144 | 0 |  | 407 | 0 | 0 | 0 | 0 | 0 | 0.020167 | 0 | 407 | 408 | 408 | 408 | 409 | Hertford | 0.019 | 0.019 | 0.019 | 0.019 | 0.019 | 0.013 | 0.013 | 0.016 | 0.017 | 0.02 | 0.005 | 0.005 | 0.005 | 0.005 | 0.005 | 0.003 | 0.003 | 0.004 | 0.004 | 0.006 | 0.002 | 0.002 | 0.003 | 0.003 | 0.004 | 0.004 | 0.004 | 0.004 | 0.004 | 0.005 | 0 | 0 | 0 | 0 | 0 | 0 | 0 | 0 | 0 | 0
Harrellsville | 0.047583 | 0.198 | 0 |  | 820 | 0.043 | 0.004 | 0 | 0 | 0.001 | -0.00041667 | 52.439 | 825 | 830 | 835 | 840 | 845 | Hertford | 0.043 | 0.043 | 0.044 | 0.044 | 0.044 | 0.004 | 0.004 | 0.004 | 0.004 | 0.004 | 0 | 0 | 0 | 0 | 0 | 0 | 0 | 0 | 0 | 0 | 0.001 | 0.001 | 0.002 | 0.002 | 0.003 | 0 | 0 | 0 | 0 | 0 | 0 | 0 | 0 | 0 | 0 | 0 | 0 | 0 | 0 | 0
Hertford County Rural Water | 0.65425 | 1.44 | 0 |  | 7970 | 0.346 | 0.041 | 0.002 | 0.149 | 0.005 | 0.11125 | 43.4128 | 7725 | 7800 | 7890 | 7985 | 8050 | Hertford | 0.34 | 0.342 | 0.344 | 0.345 | 0.35 | 0.035 | 0.05 | 0.065 | 0.07 | 0.075 | 0 | 0 | 0 | 0 | 0 | 0.15 | 0.205 | 0.208 | 0.212 | 0.218 | 0.004 | 0.005 | 0.006 | 0.007 | 0.009 | 0.111 | 0.126 | 0.131 | 0.133 | 0.137 | 0 | 0 | 0 | 0 | 0 | 0 | 0 | 0 | 0 | 0
Union Utilities Inc. | 0.029333 | 0.144 | 0 |  | 350 | 0.017 | 0.003 | 0 | 0.005 | 0.001 | 0.0033333 | 48.5714 | 350 | 355 | 360 | 363 | 370 | Hertford | 0.02 | 0.022 | 0.022 | 0.022 | 0.022 | 0.005 | 0.007 | 0.008 | 0.009 | 0.009 | 0 | 0 | 0 | 0 | 0 | 0.006 | 0.006 | 0.006 | 0.006 | 0.006 | 0.001 | 0.001 | 0.001 | 0.001 | 0.001 | 0.002 | 0.003 | 0.003 | 0.003 | 0.003 | 0 | 0 | 0 | 0 | 0 | 0 | 0 | 0 | 0 | 0
Hyde County | 0.64058 | 1.88 | 0 |  | 5256 | 0.235 | 0.066 | 0 | 0.155 | 0.15 | 0.034583 | 44.7108 | 5400 | 5625 | 5841 | 6111 | 6503 | Hyde | 0.235 | 0.236 | 0.236 | 0.24 | 0.245 | 0.066 | 0.067 | 0.068 | 0.07 | 0.075 | 0 | 0 | 0 | 0 | 0 | 0.15 | 0.152 | 0.153 | 0.155 | 0.158 | 0.15 | 0.152 | 0.153 | 0.153 | 0.155 | 0.034 | 0.034 | 0.034 | 0.035 | 0.036 | 0 | 0 | 0 | 0 | 0 | 0 | 0 | 0 | 0 | 0
Ocracoke Sanitary District | 0.24521 | 1.872 | 0 |  | 900 | 0.095 | 0.045 | 0 | 0.002 | 0.097 | 0.0062083 | 105.5556 | 900 | 880 | 860 | 880 | 850 | Hyde | 0.055 | 0.055 | 0.055 | 0.055 | 0.055 | 0.025 | 0.025 | 0.025 | 0.025 | 0.025 | 0 | 0 | 0 | 0 | 0 | 0 | 0 | 0 | 0 | 0 | 0.045 | 0.045 | 0.045 | 0.045 | 0.045 | 0.0088 | 0.0088 | 0.0088 | 0.0088 | 0.0088 | 0 | 0 | 0 | 0 | 0 | 0 | 0 | 0 | 0 | 0
Maysville | 0.0605 | 0.144 | 0 |  | 1100 | 0.042 | 0.005 | 0 | 0.005 | 0.006 | 0.0025 | 38.1818 | 1142 | 1196 | 1233 | 1345 | 1400 | Jones | 0.042 | 0.044 | 0.047 | 0.05 | 0.052 | 0.005 | 0.006 | 0.007 | 0.008 | 0.009 | 0 | 0 | 0 | 0 | 0 | 0.005 | 0.005 | 0.005 | 0.005 | 0.005 | 0.005 | 0.005 | 0.005 | 0.005 | 0.005 | 0.008 | 0.0083 | 0.009 | 0.0097 | 0.0108 | 0 | 0 | 0 | 0 | 0 | 0 | 0 | 0 | 0 | 0
Pollocksville | 0.05625 | 0.216 | 0 |  | 730 | 0.042 | 0.005 | 0 | 0 | 0.002 | 0.00725 | 57.5342 | 750 | 760 | 770 | 780 | 790 | Jones | 0.027 | 0.028 | 0.028 | 0.029 | 0.029 | 0.007 | 0.007 | 0.007 | 0.007 | 0.007 | 0 | 0 | 0 | 0 | 0 | 0.003 | 0.003 | 0.003 | 0.003 | 0.003 | 0.001 | 0.001 | 0.001 | 0.001 | 0.001 | 0.006 | 0.006 | 0.006 | 0.006 | 0.006 | 0 | 0 | 0 | 0 | 0 | 0 | 0 | 0 | 0 | 0
Jones County Regional Water System | 0.58958 | 0.98 | 0.00070685 |  | 9013 | 0.44 | 0.006 | 0 | 0.02 | 0.02 | 0.10288 | 48.8184 | 9100 | 9150 | 9200 | 9250 | 9300 | Jones | 0.52 | 0.522 | 0.524 | 0.526 | 0.528 | 0.023 | 0.024 | 0.025 | 0.026 | 0.027 | 0 | 0 | 0 | 0 | 0 | 0.005 | 0.005 | 0.005 | 0.005 | 0.005 | 0.02 | 0.02 | 0.02 | 0.02 | 0.02 | 0.067 | 0.067 | 0.067 | 0.068 | 0.068 | 0.3 | 0 | 0 | 0 | 0 | 0 | 0 | 0 | 0 | 0
Kinston | 4.4722 | 8.819 | 0 |  | 27500 | 2 | 0 | 1.8 | 0 | 0.002 | 0.67025 | 72.7273 | 28000 | 28000 | 28500 | 29000 | 29000 | Lenoir | 2.3 | 2.4 | 2.5 | 2.6 | 2.7 | 0 | 0 | 0 | 0 | 0 | 2.4 | 2.7 | 3 | 3.3 | 3.3 | 0 | 0 | 0 | 0 | 0 | 0.02 | 0.02 | 0.02 | 0.02 | 0.02 | 0.4 | 0.425 | 0.45 | 0.5 | 0.55 | 2.5 | 0 | 1 | 0 | 0 | 0 | 0 | 0 | 0 | 0
La Grange | 0.25125 | 1.807 | 0 |  | 3167 | 0.151 | 0.039 | 0 | 0.003 | 0.01 | 0.04825 | 47.6792 | 3840 | 4361 | 4630 | 4911 | 5000 | Lenoir | 0.162 | 0.175 | 0.186 | 0.197 | 0.205 | 0.047 | 0.055 | 0.064 | 0.078 | 0.088 | 0 | 0 | 0 | 0 | 0 | 0.003 | 0.003 | 0.003 | 0.003 | 0.003 | 0.01 | 0.01 | 0.01 | 0.01 | 0.01 | 0.048 | 0.053 | 0.057 | 0.062 | 0.066 | 0.392 | 0 | 0 | 0 | 0 | 0 | 0 | 0 | 0 | 0
Pink Hill | 0.086333 | 0.1 | 0 |  | 955 | 0.029 | 0.011 | 0.003 | 0.002 | 0.025 | 0.016333 | 30.3665 | 965 | 980 | 990 | 1000 | 1010 | Lenoir | 0.033 | 0.033 | 0.034 | 0.034 | 0.034 | 0.017 | 0.018 | 0.018 | 0.018 | 0.018 | 0.003 | 0.003 | 0.003 | 0.003 | 0.003 | 0.003 | 0.003 | 0.003 | 0.003 | 0.003 | 0.019 | 0.019 | 0.019 | 0.019 | 0.019 | 0.012 | 0.012 | 0.012 | 0.012 | 0.012 | 0 | 0 | 0 | 0 | 0 | 0 | 0 | 0 | 0 | 0
North Lenoir Water Corp. | 1.1487 | 4.132 | 0 |  | 14612 | 0.643 | 0.045 | 0.017 | 0 | 0.297 | 0.14675 | 44.0049 | 14700 | 15000 | 15250 | 15500 | 15750 | Lenoir | 0.81 | 0.825 | 0.84 | 0.85 | 0.865 | 0.09 | 0.091 | 0.092 | 0.093 | 0.094 | 0.062 | 0.064 | 0.066 | 0.067 | 0.068 | 0 | 0 | 0 | 0 | 0 | 0.152 | 0.153 | 0.153 | 0.155 | 0.155 | 0.135 | 0.138 | 0.14 | 0.142 | 0.144 | 0 | 0 | 0 | 0 | 0 | 0.178 | 0 | 0 | 0 | 0
Deep Run Water Corp | 0.94267 | 3.336 | 0 |  | 13700 | 0.638 | 0.053 | 0 | 0 | 0.12 | 0.13167 | 46.5693 | 16413 | 19630 | 23478 | 28080 | 28080 | Lenoir | 1.075 | 1.285 | 1.537 | 1.839 | 1.839 | 0.062 | 0.075 | 0.089 | 0.107 | 0.107 | 0 | 0 | 0 | 0 | 0 | 0 | 0 | 0 | 0 | 0 | 0 | 0 | 0 | 0 | 0 | 0.09 | 0.1 | 0.12 | 0.15 | 0.15 | 0.5 | 0 | 0.5 | 0 | 0 | 0 | 0 | 0 | 0 | 0
Williamston | 0.59217 | 2.331 | 0 |  | 8260 | 0.299 | 0.13 | 0.026 | 0.023 | 0.025 | 0.089167 | 36.1985 | 8300 | 8600 | 8800 | 9000 | 9200 | Martin | 0.32 | 0.35 | 0.38 | 0.4 | 0.45 | 0.185 | 0.19 | 0.195 | 0.2 | 0.205 | 0.095 | 0.095 | 0.1 | 0.1 | 0.105 | 0.03 | 0.035 | 0.035 | 0.04 | 0.04 | 0.025 | 0.025 | 0.026 | 0.027 | 0.028 | 0.1162 | 0.1232 | 0.1305 | 0.136 | 0.1468 | 0 | 0 | 0 | 0 | 0 | 0 | 0 | 0 | 0 | 0
Robersonville | 0.3045 | 1.501 | 0.050808 |  | 1445 | 0.11 | 0.01 | 0.005 | 0.034 | 0.006 | 0.088692 | 76.1246 | 1500 | 1525 | 1530 | 1535 | 1540 | Martin | 0.094 | 0.096 | 0.098 | 0.1 | 0.102 | 0.011 | 0.012 | 0.013 | 0.014 | 0.015 | 0.005 | 0.006 | 0.007 | 0.008 | 0.009 | 0.035 | 0.036 | 0.037 | 0.038 | 0.039 | 0.006 | 0.006 | 0.006 | 0.006 | 0.006 | 0.039 | 0.041 | 0.042 | 0.043 | 0.045 | 0 | 0 | 0 | 0 | 0 | 0 | 0 | 0 | 0 | 0
Hamilton | 0.032 | 0.424 | 0 |  | 408 | 0.025 | 0.002 | 0.002 | 0.0001 | 0.002 | 0.0009 | 61.2745 | 420 | 415 | 408 | 396 | 396 | Martin | 0.021 | 0.025 | 0.024 | 0.024 | 0.024 | 0.003 | 0.003 | 0.003 | 0.003 | 0.003 | 0.001 | 0.001 | 0.001 | 0.001 | 0.001 | 0 | 0 | 0 | 0 | 0 | 0.01 | 0.01 | 0.01 | 0.01 | 0.01 | 0.003 | 0.003 | 0.003 | 0.003 | 0.003 | 0 | 0 | 0 | 0 | 0 | 0 | 0 | 0 | 0 | 0
Jamesville | 0.028 | 0.144 | 0 |  | 480 | 0.017 | 0.004 | 0.001 | 0.001 | 0.004 | 0.001 | 35.4167 | 480 | 482 | 484 | 498 | 505 | Martin | 0.017 | 0.017 | 0.018 | 0.019 | 0.019 | 0.003 | 0.003 | 0.004 | 0.004 | 0.005 | 0.001 | 0.002 | 0.002 | 0.003 | 0.003 | 0.002 | 0.002 | 0.002 | 0.002 | 0.002 | 0.004 | 0.004 | 0.004 | 0.004 | 0.004 | 0.001 | 0.001 | 0.001 | 0.001 | 0.001 | 0 | 0 | 0 | 0 | 0 | 0 | 0 | 0 | 0 | 0
Parmele | 0.013 | 0.035 | 0 |  | 382 | 0.013 | 0 | 0 | 0 | 0 | 0 | 34.0314 | 380 | 385 | 390 | 395 | 400 | Martin | 0.013 | 0.013 | 0.014 | 0.014 | 0.014 | 0 | 0 | 0 | 0 | 0 | 0 | 0 | 0 | 0 | 0 | 0 | 0 | 0 | 0 | 0 | 0.001 | 0.001 | 0.001 | 0.001 | 0.001 | 0.001 | 0.001 | 0.001 | 0.001 | 0.001 | 0 | 0 | 0 | 0 | 0 | 0 | 0 | 0 | 0 | 0
Everetts | 0.035583 | 0.045 | 0 |  | 391 | 0.02 | 0.006 | 0 | 0.001 | 0.003 | 0.0055833 | 51.1509 | 400 | 425 | 450 | 475 | 500 | Martin | 0.02 | 0.021 | 0.022 | 0.023 | 0.024 | 0.006 | 0.006 | 0.006 | 0.006 | 0.006 | 0 | 0 | 0 | 0 | 0 | 0.001 | 0.001 | 0.001 | 0.001 | 0.001 | 0.003 | 0.003 | 0.003 | 0.003 | 0.003 | 0.006 | 0.006 | 0.006 | 0.007 | 0.007 | 0.02 | 0 | 0 | 0 | 0 | 0 | 0 | 0 | 0 | 0
Rocky Mount | 8.6092 | 30.9 | 1.376 |  | 57158 | 2.66 | 0.972 | 1.58 | 0.41 | 0.75 | 0.86117 | 46.5377 | 57700 | 60600 | 63600 | 66800 | 70100 | Nash | 3 | 3.15 | 3.3 | 3.47 | 3.65 | 1.01 | 1.15 | 1.3 | 1.5 | 1.8 | 1.6 | 1.64 | 1.72 | 1.81 | 1.9 | 0.45 | 0.5 | 0.55 | 0.6 | 0.65 | 0.7 | 0.72 | 0.75 | 0.94 | 0.99 | 0.789 | 0.836 | 0.89 | 0.971 | 1.05 | 0 | 0 | 0 | 0 | 0 | 0 | 0 | 0 | 0 | 0
Nashville | 0.59717 | 1.029 | 0.12 |  | 8800 | 0.228 | 0.066 | 0.078 | 0.079 | 0.001 | 0.025167 | 25.9091 | 9000 | 9900 | 10500 | 11600 | 12300 | Nash | 0.235 | 0.25 | 0.27 | 0.29 | 0.32 | 0.068 | 0.07 | 0.075 | 0.08 | 0.085 | 0.08 | 0.084 | 0.09 | 0.093 | 0.098 | 0.082 | 0.085 | 0.09 | 0.095 | 0.098 | 0.001 | 0.001 | 0.001 | 0.001 | 0.001 | 0.0887 | 0.0969 | 0.1044 | 0.1148 | 0.1208 | 0 | 0 | 0 | 0 | 0 | 0 | 0 | 0 | 0 | 0
Spring Hope | 0.11367 | 0.256 | 0 |  | 1324 | 0.065 | 0.008 | 0.011 | 0.012 | 0.002 | 0.015667 | 49.0937 | 1351 | 1378 | 1406 | 1434 | 1462 | Nash | 0.068 | 0.07 | 0.072 | 0.074 | 0.076 | 0.013 | 0.015 | 0.017 | 0.02 | 0.02 | 0.001 | 0.013 | 0.014 | 0.015 | 0.016 | 0.015 | 0.016 | 0.017 | 0.018 | 0.019 | 0.002 | 0.002 | 0.003 | 0.003 | 0.003 | 0.017 | 0.02 | 0.021 | 0.023 | 0.023 | 0 | 0 | 0 | 0 | 0 | 0 | 0 | 0 | 0 | 0
Bailey | 0.045667 | 0.18 | 0 |  | 568 | 0.027 | 0.005 | 0 | 0.002 | 0.005 | 0.0066667 | 47.5352 | 600 | 600 | 600 | 600 | 600 | Nash | 0.029 | 0.031 | 0.033 | 0.035 | 0.037 | 0.008 | 0.009 | 0.01 | 0.011 | 0.012 | 0 | 0 | 0 | 0 | 0 | 0.004 | 0.004 | 0.004 | 0.004 | 0.004 | 0.005 | 0.006 | 0.006 | 0.006 | 0.006 | 0.008 | 0.009 | 0.01 | 0.01 | 0.011 | 0 | 0 | 0 | 0 | 0 | 0 | 0 | 0 | 0 | 0
Sharpsburg | 0.14654 | 0.2 | 0 |  | 2010 | 0.095 | 0.035 | 0.009 | 0 | 0.004 | 0.0035417 | 47.2637 | 2200 | 2585 | 2602 | 2782 | 3027 | Nash | 0.1 | 0.121 | 0.132 | 0.141 | 0.153 | 0.037 | 0.038 | 0.038 | 0.041 | 0.045 | 0.011 | 0.011 | 0.012 | 0.012 | 0.013 | 0 | 0 | 0 | 0 | 0 | 0.006 | 0.006 | 0.006 | 0.007 | 0.007 | 0.0043 | 0.0049 | 0.0053 | 0.0056 | 0.0061 | 0 | 0 | 0 | 0 | 0 | 0 | 0 | 0 | 0 | 0
Middlesex | 0.11333 | 0.565 | 0 |  | 864 | 0.039 | 0.024 | 0.011 | 0.002 | 0.005 | 0.032333 | 45.1389 | 950 | 1000 | 1050 | 1100 | 1150 | Nash | 0.04 | 0.042 | 0.044 | 0.046 | 0.048 | 0.025 | 0.026 | 0.027 | 0.028 | 0.029 | 0.012 | 0.013 | 0.014 | 0.015 | 0.016 | 0.002 | 0.002 | 0.002 | 0.002 | 0.002 | 0.005 | 0.005 | 0.005 | 0.005 | 0.005 | 0.0342 | 0.0359 | 0.0375 | 0.0391 | 0.0407 | 0 | 0 | 0 | 0 | 0 | 0 | 0 | 0 | 0 | 0
Cape Fear Public Utility Authority - Wilmington | 18.8748 | 61.002 | 0.012 |  | 174668 | 9.943 | 3.18 | 0.178 | 1.09 | 2.345 | 2.1268 | 56.9251 | 200000 | 233526 | 298636 | 363570 | 380500 | New Hanover | 12.07 | 13.88 | 15.962 | 18.356 | 20.7 | 3.257 | 3.745 | 4.306 | 4.951 | 6.8 | 0.355 | 0.408 | 0.469 | 0.539 | 0.8 | 0.758 | 0.871 | 1.002 | 1.152 | 1.6 | 1.5 | 1.6 | 1.7 | 1.8 | 2 | 3.569 | 4.079 | 4.663 | 5.332 | 6.347 | 0.36 | 0 | 0 | 0 | 0 | 0.5 | 0 | 0 | 0 | 0
Carolina Beach | 0.93883 | 2.012 | 0 |  | 6127 | 0.633 | 0.1 | 0 | 0.01 | 0.007 | 0.18883 | 103.3132 | 6465 | 7370 | 8402 | 9578 | 10919 | New Hanover | 0.734 | 0.837 | 0.954 | 1.087 | 1.24 | 0.129 | 0.186 | 0.243 | 0.3 | 0.357 | 0 | 0 | 0 | 0 | 0 | 0.013 | 0.02 | 0.027 | 0.033 | 0.04 | 0.005 | 0.006 | 0.008 | 0.009 | 0.01 | 0.066 | 0.079 | 0.092 | 0.107 | 0.124 | 0 | 0 | 0 | 0 | 0 | 0 | 0 | 0 | 0 | 0
Wrightsville Beach | 0.8195 | 1.718 | 0 |  | 2500 | 0.512 | 0.12 | 0 | 0.005 | 0.072 | 0.1105 | 204.8 | 2500 | 2500 | 2500 | 2500 | 2500 | New Hanover | 0.52 | 0.52 | 0.52 | 0.52 | 0.52 | 0.12 | 0.12 | 0.12 | 0.12 | 0.12 | 0 | 0 | 0 | 0 | 0 | 0.001 | 0.001 | 0.001 | 0.001 | 0.001 | 0.072 | 0.072 | 0.072 | 0.072 | 0.072 | 0.125 | 0.125 | 0.125 | 0.125 | 0.125 | 0 | 0 | 0 | 0 | 0 | 0 | 0 | 0 | 0 | 0
Kure Beach | 0.3665 | 0.637 | 0.009 |  | 2300 | 0.25 | 0.042 | 0 | 0 | 0 | 0.0655 | 108.6957 | 2400 | 2500 | 2600 | 2700 | 2700 | New Hanover | 0.298 | 0.31 | 0.322 | 0.335 | 0.335 | 0.042 | 0.042 | 0.042 | 0.042 | 0.042 | 0 | 0 | 0 | 0 | 0 | 0 | 0 | 0 | 0 | 0 | 0 | 0 | 0 | 0 | 0 | 0.007 | 0.007 | 0.007 | 0.008 | 0.008 | 0 | 0 | 0 | 0 | 0 | 0 | 0 | 0 | 0 | 0
The Cape Master | 1.1167 | 3.092 | 0 |  | 10045 | 0.791 | 0.154 | 0 | 0 | 0.003 | 0.16867 | 78.7456 | 10798 | 12417 | 14279 | 14279 | 14279 | New Hanover | 0.788 | 0.906 | 1.042 | 1.042 | 1.042 | 0.138 | 0.15 | 0.175 | 0.175 | 0.175 | 0 | 0 | 0 | 0 | 0 | 0 | 0 | 0 | 0 | 0 | 0.005 | 0.005 | 0.005 | 0.005 | 0.005 | 0.073 | 0.08 | 0.085 | 0.085 | 0.085 | 0 | 0 | 0 | 0 | 0 | 0 | 0 | 0 | 0 | 0
Jackson | 0.03975 | 0.068 | 0.001 |  | 513 | 0.031 | 0.0035 | 0 | 0.0035 | 0.0003 | 0.00045 | 60.4288 | 513 | 513 | 513 | 513 | 513 | Northampton | 0.035 | 0.035 | 0.035 | 0.035 | 0.035 | 0.004 | 0.004 | 0.004 | 0.004 | 0.004 | 0 | 0 | 0 | 0 | 0 | 0.003 | 0.003 | 0.003 | 0.003 | 0.003 | 0.001 | 0.001 | 0.001 | 0.001 | 0.001 | 0.001 | 0.001 | 0.001 | 0.001 | 0.001 | 0 | 0 | 0 | 0 | 0 | 0 | 0 | 0 | 0 | 0
Severn | 0.031667 | 0.288 | 0 |  | 325 | 0.014 | 0.0022 | 0.013 | 0.0015 | 0 | 0.00096667 | 43.0769 | 315 | 325 | 340 | 350 | 350 | Northampton | 0.018 | 0.019 | 0.02 | 0.02 | 0.02 | 0.001 | 0.001 | 0.002 | 0.002 | 0.002 | 0.01 | 0.01 | 0.012 | 0.013 | 0.013 | 0 | 0 | 0 | 0 | 0 | 0 | 0 | 0 | 0 | 0 | 0.0011 | 0.0012 | 0.0013 | 0.0014 | 0.0014 | 0 | 0 | 0 | 0 | 0 | 0 | 0 | 0 | 0 | 0
Rich Square | 0.157 | 0.3 | 0 |  | 886 | 0.042 | 0.006 | 0 | 0.012 | 0 | 0.097 | 47.4041 | 870 | 900 | 900 | 900 | 900 | Northampton | 0.041 | 0.042 | 0.043 | 0.043 | 0.043 | 0.045 | 0.045 | 0.046 | 0.046 | 0.046 | 0 | 0 | 0 | 0 | 0 | 0.025 | 0.025 | 0.025 | 0.025 | 0.025 | 0 | 0 | 0 | 0 | 0 | 0.096 | 0.097 | 0.099 | 0.099 | 0.099 | 0 | 0 | 0 | 0 | 0 | 0 | 0 | 0 | 0 | 0
Conway | 0.20708 | 1.001 | 0 |  | 711 | 0.069 | 0.004 | 0.15 | 0.004 | 0 | -0.019917 | 97.0464 | 700 | 690 | 680 | 660 | 660 | Northampton | 0.07 | 0.07 | 0.07 | 0.07 | 0.07 | 0.0035 | 0.0035 | 0.003 | 0.003 | 0.003 | 0.165 | 0.165 | 0.165 | 0.165 | 0.165 | 0.002 | 0.002 | 0.002 | 0.002 | 0.002 | 0 | 0 | 0 | 0 | 0 | 0.0125 | 0.0125 | 0.0125 | 0.0125 | 0.0125 | 0 | 0 | 0 | 0 | 0 | 0 | 0 | 0 | 0 | 0
Seaboard | 0.112 | 0.216 | 0 |  | 602 | 0.023 | 0.012 | 0.07 | 0 | 0 | 0.007 | 38.206 | 665 | 675 | 690 | 720 | 720 | Northampton | 0.045 | 0.046 | 0.049 | 0.05 | 0.05 | 0.002 | 0.003 | 0.003 | 0.003 | 0.003 | 0.035 | 0.036 | 0.036 | 0.036 | 0.036 | 0.003 | 0.003 | 0.003 | 0.003 | 0.003 | 0.004 | 0.004 | 0.004 | 0.004 | 0.004 | 0.015 | 0.015 | 0.016 | 0.016 | 0.016 | 0 | 0 | 0 | 0 | 0 | 0 | 0 | 0 | 0 | 0
Woodland | 0.069 | 0.162 | 0 |  | 767 | 0.055 | 0.004 | 0 | 0.004 | 0 | 0.006 | 71.708 | 800 | 800 | 800 | 800 | 800 | Northampton | 0.055 | 0.055 | 0.055 | 0.055 | 0.055 | 0.003 | 0.003 | 0.003 | 0.003 | 0.003 | 0.001 | 0.001 | 0.001 | 0.001 | 0.001 | 0.001 | 0.001 | 0.001 | 0.001 | 0.001 | 0.001 | 0.001 | 0.001 | 0.001 | 0.001 | 0.0058 | 0.0058 | 0.0058 | 0.0058 | 0.0058 | 0 | 0 | 0 | 0 | 0 | 0 | 0 | 0 | 0 | 0
Northampton Co - Progressive | 0.13117 | 0.2 | 0 |  | 1948 | 0.1 | 0.02 | 0 | 0 | 0.005 | 0.006175 | 51.3347 | 2100 | 2200 | 2300 | 2400 | 2420 | Northampton | 0.11 | 0.113 | 0.118 | 0.123 | 0.128 | 0.015 | 0.015 | 0.018 | 0.02 | 0.02 | 0 | 0 | 0 | 0 | 0 | 0 | 0 | 0 | 0 | 0 | 0.003 | 0.003 | 0.003 | 0.003 | 0.003 | 0.013 | 0.014 | 0.014 | 0.015 | 0.015 | 0 | 0 | 0 | 0 | 0 | 0 | 0 | 0 | 0 | 0
Northampton Co - Milwaukee | 0.46946 | 0.864 | 0.0059726 |  | 5494 | 0.275 | 0.125 | 0 | 0 | 0.01 | 0.053486 | 50.0546 | 5600 | 5800 | 6000 | 6250 | 6500 | Northampton | 0.229 | 0.237 | 0.246 | 0.255 | 0.267 | 0.12 | 0.12 | 0.125 | 0.125 | 0.13 | 0 | 0 | 0 | 0 | 0 | 0 | 0 | 0 | 0 | 0 | 0.003 | 0.004 | 0.004 | 0.005 | 0.005 | 0.024 | 0.024 | 0.025 | 0.026 | 0.027 | 0 | 0 | 0 | 0 | 0 | 0 | 0 | 0 | 0 | 0
Northampton Co - Lake Gaston | 0.13542 | 0.2125 | 0 |  | 3784 | 0.12 | 0.003 | 0 | 0 | 0.004 | 0.0084167 | 31.7125 | 3900 | 4000 | 4100 | 4300 | 4500 | Northampton | 0.136 | 0.14 | 0.145 | 0.15 | 0.16 | 0.003 | 0.004 | 0.004 | 0.005 | 0.006 | 0 | 0 | 0 | 0 | 0 | 0 | 0 | 0 | 0 | 0 | 0.004 | 0.004 | 0.005 | 0.005 | 0.005 | 0.016 | 0.02 | 0.021 | 0.022 | 0.024 | 0 | 0 | 0 | 0 | 0 | 0 | 0 | 0 | 0 | 0
Northampton Co - Gaston | 0.2225 | 0.3 | 0 |  | 1092 | 0.05 | 0.15 | 0 | 0 | 0.01 | 0.0125 | 45.7875 | 1100 | 1200 | 1300 | 1400 | 1500 | Northampton | 0.044 | 0.048 | 0.052 | 0.056 | 0.06 | 0.11 | 0.115 | 0.12 | 0.125 | 0.13 | 0 | 0 | 0 | 0 | 0 | 0 | 0 | 0 | 0 | 0 | 0.003 | 0.004 | 0.005 | 0.006 | 0.006 | 0.01 | 0.01 | 0.01 | 0.01 | 0.01 | 0 | 0 | 0 | 0 | 0 | 0 | 0 | 0 | 0 | 0
Jacksonville | 4.4859 | 10.54 | 0 |  | 48829 | 2.06 | 1.071 | 0 | 0 | 0.676 | 0.67892 | 42.188 | 49099 | 51456 | 53926 | 56515 | 59227 | Onslow | 2.71 | 2.84 | 2.976 | 3.119 | 3.269 | 1.437 | 1.505 | 1.577 | 1.652 | 1.732 | 0 | 0 | 0 | 0 | 0 | 0 | 0 | 0 | 0 | 0 | 0.667 | 0.667 | 0.667 | 0.667 | 0.667 | 0.651 | 0.678 | 0.706 | 0.736 | 0.767 | 1 | 0 | 0 | 0 | 0 | 0 | 0 | 0 | 0 | 0
ONWASA | 8.0877 | 17.706 | 1.205 |  | 138683 | 6.4 | 0.2 | 0.04 | 0.11 | 0.554 | -0.42133 | 46.1484 | 164682 | 168479 | 172145 | 177532 | 181083 | Onslow | 6.72 | 6.875 | 7.024 | 7.244 | 7.389 | 1.047 | 1.071 | 1.094 | 1.129 | 1.152 | 0.026 | 0.027 | 0.027 | 0.028 | 0.028 | 0.003 | 0.003 | 0.004 | 0.005 | 0.005 | 0.525 | 0.525 | 0.55 | 0.55 | 0.575 | 0.2 | 0.2 | 0.2 | 0.2 | 0.2 | 2.5 | 0 | 0 | 0 | 0 | 0.06 | 0 | 0 | 0 | 0
Camp Lejeune (Hadnot Point) | 1.7223 | 4.187 | 0 |  | 37500 | 0 | 0 | 1.549 | 0 | 0.063 | 0.11033 | 0 | 37500 | 37500 | 37500 | 37500 | 37500 | Onslow | 0 | 0 | 0 | 0 | 0 | 0 | 0 | 0 | 0 | 0 | 1.762 | 1.762 | 1.762 | 1.762 | 1.762 | 0 | 0 | 0 | 0 | 0 | 0.1 | 0.1 | 0.1 | 0.1 | 0.1 | 0.127 | 0.127 | 0.127 | 0.127 | 0.127 | 0.432 | 0 | 0 | 0 | 0 | 0 | 0 | 0 | 0 | 0
Camp Lejeune (New River Air Station) | 0.7275 | 3.72 | 0 |  | 11500 | 0 | 0 | 0.656 | 0 | 0.022 | 0.0495 | 0 | 11500 | 11500 | 11500 | 11500 | 11500 | Onslow | 0 | 0 | 0 | 0 | 0 | 0 | 0 | 0 | 0 | 0 | 0.503 | 0.503 | 0.503 | 0.503 | 0.503 | 0 | 0 | 0 | 0 | 0 | 0.016 | 0.016 | 0.016 | 0.016 | 0.016 | 0.038 | 0.038 | 0.038 | 0.038 | 0.038 | 0 | 0 | 0 | 0 | 0 | 0 | 0 | 0 | 0 | 0
Camp Lejeune (Holcomb Blvd) | 1.5732 | 3.814 | 0 |  | 17000 | 0 | 0 | 1.284 | 0 | 0.051 | 0.23825 | 0 | 17000 | 17000 | 17000 | 17000 | 17000 | Onslow | 0 | 0 | 0 | 0 | 0 | 0 | 0 | 0 | 0 | 0 | 1.106 | 1.106 | 1.106 | 1.106 | 1.106 | 0 | 0 | 0 | 0 | 0 | 0.075 | 0.075 | 0.075 | 0.075 | 0.075 | 0.209 | 0.209 | 0.209 | 0.209 | 0.209 | 0 | 0 | 0 | 0 | 0 | 0 | 0 | 0 | 0 | 0
Camp Lejeune (Rifle Range) | 0.24117 | 0.245 | 0 |  | 750 | 0 | 0 | 0.241 | 0 | 0 | 0.00016667 | 0 | 750 | 750 | 750 | 750 | 750 | Onslow | 0 | 0 | 0 | 0 | 0 | 0 | 0 | 0 | 0 | 0 | 0.145 | 0.145 | 0.145 | 0.145 | 0.145 | 0 | 0 | 0 | 0 | 0 | 0 | 0 | 0 | 0 | 0 | 0 | 0 | 0 | 0 | 0 | 0 | 0 | 0 | 0 | 0 | 0 | 0 | 0 | 0 | 0
Oriental | 0.13167 | 0.36 | 0 |  | 903 | 0.053 | 0.024 | 0 | 0.001 | 0.045 | 0.0086667 | 58.6932 | 1009 | 1086 | 1123 | 1196 | 1255 | Pamlico | 0.058 | 0.062 | 0.066 | 0.074 | 0.08 | 0.0245 | 0.025 | 0.03 | 0.034 | 0.036 | 0 | 0 | 0 | 0 | 0 | 0.002 | 0.003 | 0.003 | 0.003 | 0.003 | 0.019 | 0.019 | 0.02 | 0.02 | 0.02 | 0.0077 | 0.0082 | 0.0089 | 0.0098 | 0.0104 | 0 | 0 | 0 | 0 | 0 | 0 | 0 | 0 | 0 | 0
Pamlico County Water System | 1.0445 | 3.549 | 0 |  | 15546 | 0.538 | 0.066 | 0 | 0.101 | 0.159 | 0.1805 | 34.607 | 15700 | 17000 | 18000 | 20000 | 23000 | Pamlico | 0.565 | 0.6 | 0.75 | 0.925 | 1.25 | 0.07 | 0.085 | 0.1 | 0.15 | 0.175 | 0 | 0 | 0 | 0 | 0 | 0.13 | 0.15 | 0.18 | 0.21 | 0.225 | 0.095 | 0.1 | 0.12 | 0.15 | 0.175 | 0.241 | 0.262 | 0.322 | 0.402 | 0.511 | 0 | 0 | 0 | 0 | 0 | 0.093 | 0 | 0 | 0 | 0
Elizabeth City | 2.2758 | 2.652 | 0.001 |  | 18683 | 0.769 | 0.379 | 0.004 | 0.37 | 0.175 | 0.57783 | 41.1604 | 18683 | 18683 | 18683 | 18730 | 18917 | Pasquotank | 0.769 | 0.769 | 0.769 | 0.771 | 0.776 | 0.379 | 0.379 | 0.379 | 0.38 | 0.384 | 0.004 | 0.004 | 0.004 | 0.004 | 0.004 | 0.37 | 0.37 | 0.37 | 0.371 | 0.376 | 0.175 | 0.175 | 0.175 | 0.175 | 0.175 | 0.3 | 0.3 | 0.3 | 0.3 | 0.3 | 0.5 | 0 | 0 | 0 | 0 | 0 | 0 | 0 | 0 | 0
Pasquotank County | 0.78925 | 1.971 | 0.024 |  | 11993 | 0.473 | 0.051 | 0 | 0.007 | 0.105 | 0.12925 | 39.4397 | 12005 | 12125 | 12246 | 12369 | 12492 | Pasquotank | 0.504 | 0.509 | 0.514 | 0.519 | 0.525 | 0.05 | 0.055 | 0.061 | 0.067 | 0.073 | 0 | 0 | 0 | 0 | 0 | 0.01 | 0.011 | 0.012 | 0.013 | 0.014 | 0.097 | 0.107 | 0.117 | 0.128 | 0.14 | 0.086 | 0.087 | 0.088 | 0.089 | 0.09 | 0 | 0 | 0 | 0 | 0 | 0 | 0 | 0 | 0 | 0
Burgaw | 0.36833 | 0.924 | 0 |  | 4250 | 0.101 | 0.135 | 0.021 | 0.071 | 0.015 | 0.025333 | 23.7647 | 4356 | 4868 | 5380 | 5892 | 6404 | Pender | 0.128 | 0.158 | 0.189 | 0.219 | 0.25 | 0.137 | 0.14 | 0.142 | 0.145 | 0.147 | 0.022 | 0.023 | 0.023 | 0.026 | 0.026 | 0.075 | 0.076 | 0.077 | 0.018 | 0.019 | 0.028 | 0.033 | 0.038 | 0.043 | 0.048 | 0.026 | 0.029 | 0.031 | 0.03 | 0.033 | 0 | 0.1 | 0.6 | 0 | 0 | 0 | 0 | 0 | 0 | 0
Surf City | 0.048583 | 1.728 | 0.029 |  | 650 | 0.048 | 0.155 | 0 | 0 | 0.3 | -0.48342 | 73.8462 | 3100 | 3300 | 3500 | 3500 | 3500 | Pender | 0.633 | 0.76 | 0.912 | 1.095 | 1.314 | 0.067 | 0.072 | 0.074 | 0.075 | 0.077 | 0 | 0 | 0 | 0 | 0 | 0.002 | 0.002 | 0.002 | 0.003 | 0.004 | 0.025 | 0.029 | 0.031 | 0.032 | 0.035 | 0.076 | 0.09 | 0.107 | 0.126 | 0.15 | 0 | 0 | 0 | 0 | 0 | 0 | 0 | 0 | 0 | 0
Topsail Beach | 0.18225 | 0.601 | 0 |  | 414 | 0.149 | 0.013 | 0 | 0.002 | 0.002 | 0.01625 | 359.9034 | 600 | 600 | 600 | 600 | 600 | Pender | 0.198 | 0.198 | 0.198 | 0.198 | 0.198 | 0.011 | 0.011 | 0.011 | 0.011 | 0.011 | 0 | 0 | 0 | 0 | 0 | 0.002 | 0.002 | 0.002 | 0.002 | 0.002 | 0.002 | 0.002 | 0.002 | 0.002 | 0.002 | 0.0216 | 0.0216 | 0.0216 | 0.0216 | 0.0216 | 0 | 0.1 | 0 | 0 | 0 | 0 | 0 | 0 | 0 | 0
Belvedere | 0.20408 | 0.335 | 0 |  | 3211 | 0.179 | 0.001 | 0 | 0 | 0.011 | 0.013083 | 55.7459 | 3355 | 3859 | 4438 | 5103 | 5869 | Pender | 0.21 | 0.241 | 0.277 | 0.319 | 0.367 | 0.002 | 0.002 | 0.002 | 0.002 | 0.002 | 0 | 0 | 0 | 0 | 0 | 0 | 0 | 0 | 0 | 0 | 0.009 | 0.009 | 0.009 | 0.009 | 0.009 | 0.016 | 0.018 | 0.021 | 0.024 | 0.028 | 0.144 | 0 | 0 | 0 | 0 | 0 | 0 | 0 | 0 | 0
Hertford | 0.177 | 0.442 | 0 |  | 2150 | 0.087 | 0.022 | 0 | 0.027 | 0.036 | 0.005 | 40.4651 | 2220 | 2284 | 2350 | 2421 | 2483 | Perquimans | 0.093 | 0.096 | 0.099 | 0.102 | 0.104 | 0.025 | 0.026 | 0.028 | 0.029 | 0.03 | 0.02 | 0.021 | 0.022 | 0.023 | 0.024 | 0.028 | 0.029 | 0.03 | 0.032 | 0.033 | 0.037 | 0.039 | 0.041 | 0.043 | 0.045 | 0.023 | 0.024 | 0.025 | 0.026 | 0.027 | 0 | 0 | 0 | 0 | 0 | 0 | 0 | 0 | 0 | 0
Perquimans County | 0.70917 | 1.234 | 0.0038 |  | 11314 | 0.584 | 0.112 | 0 | 0 | 0.05 | -0.040633 | 51.6175 | 11586 | 12512 | 13513 | 14594 | 15762 | Perquimans | 0.5793 | 0.6256 | 0.6757 | 0.7297 | 0.7881 | 0.133 | 0.1335 | 0.14 | 0.145 | 0.15 | 0 | 0 | 0 | 0 | 0 | 0 | 0 | 0 | 0 | 0 | 0.06 | 0.06 | 0.06 | 0.06 | 0.06 | 0.073 | 0.079 | 0.084 | 0.091 | 0.096 | 0 | 0 | 0 | 0 | 0 | 0 | 0 | 0 | 0 | 0
Greenville Utilities Commission | 13.3022 | 23.648 | 1.571 |  | 103140 | 5.74 | 2.6 | 1.09 | 0 | 1.235 | 1.0661 | 55.6525 | 122019 | 162072 | 215273 | 285938 | 356603 | Pitt | 7.43 | 9.428 | 12.182 | 16.016 | 19.934 | 3.302 | 4.19 | 5.414 | 7.118 | 9.108 | 1.376 | 1.746 | 2.56 | 2.966 | 3.807 | 0 | 0 | 0 | 0 | 0 | 1.623 | 2.06 | 2.662 | 3.5 | 4.367 | 1.35 | 1.713 | 2.243 | 2.91 | 3.658 | 0 | 9.5 | 6 | 7 | 0 | 0 | 0 | 0 | 0 | 0
Eastern Pines Water Corporation | 0.23575 | 3.625 | 0 |  | 19543 | 1.114 | 0.305 | 0 | 0 | 0.005 | -1.1883 | 57.0025 | 22000 | 45810 | 57000 | 71500 | 89500 | Pitt | 1.35 | 2.7 | 3.4 | 4.2 | 5.3 | 0.4 | 0.43 | 0.48 | 0.52 | 0.56 | 0 | 0 | 0 | 0 | 0 | 0 | 0 | 0 | 0 | 0 | 0.007 | 0 | 0 | 0 | 0 | 0.0006 | 0.0011 | 0.0014 | 0.0017 | 0.0021 | 0 | 0 | 0 | 0 | 0 | 0 | 0 | 0 | 0 | 0
Farmville | 0.71875 | 2.967 | 0.077 |  | 7090 | 0.55 | 0.011 | 0.011 | 0.021 | 0.019 | 0.02975 | 77.574 | 7553 | 7750 | 7901 | 8059 | 9205 | Pitt | 0.555 | 0.57 | 0.585 | 0.6 | 0.615 | 0.016 | 0.018 | 0.022 | 0.025 | 0.03 | 0.019 | 0.022 | 0.026 | 0.031 | 0.035 | 0.02 | 0.022 | 0.025 | 0.027 | 0.03 | 0.059 | 0.059 | 0.059 | 0.059 | 0.059 | 0.051 | 0.054 | 0.057 | 0.059 | 0.062 | 0 | 0 | 0 | 0 | 0 | 0.151 | 0 | 0 | 0 | 0
Ayden | 0.42525 | 1.171 | 0 |  | 5100 | 0.261 | 0.06 | 0.016 | 0.029 | 0.005 | 0.05425 | 51.1765 | 5202 | 5373 | 5500 | 5790 | 6090 | Pitt | 0.261 | 0.265 | 0.272 | 0.277 | 0.281 | 0.058 | 0.06 | 0.062 | 0.064 | 0.069 | 0.018 | 0.02 | 0.023 | 0.026 | 0.029 | 0.029 | 0.029 | 0.03 | 0.032 | 0.034 | 0.006 | 0.007 | 0.008 | 0.008 | 0.009 | 0.054 | 0.055 | 0.055 | 0.059 | 0.061 | 0.045 | 0 | 0 | 0 | 0 | 0.054 | 0 | 0 | 0 | 0
Grifton | 0.16725 | 0.576 | 0 |  | 2800 | 0.098 | 0.007 | 0.001 | 0.005 | 0.01 | 0.04625 | 35 | 2825 | 2979 | 3056 | 3158 | 3281 | Pitt | 0.099 | 0.105 | 0.112 | 0.117 | 0.125 | 0.009 | 0.011 | 0.012 | 0.012 | 0.013 | 0.002 | 0.003 | 0.004 | 0.005 | 0.006 | 0.006 | 0.008 | 0.01 | 0.011 | 0.012 | 0.01 | 0.011 | 0.011 | 0.012 | 0.012 | 0.012 | 0.01 | 0.012 | 0.012 | 0.015 | 0 | 0 | 0 | 0 | 0 | 0 | 0 | 0 | 0 | 0
Winterville, Town of | 0.5925 | 1.212 | 0 |  | 9368 | 0.48 | 0.09 | 0 | 0.001 | 0.01 | 0.0115 | 51.2383 | 10500 | 14500 | 14500 | 14500 | 14500 | Pitt | 0.515 | 0.711 | 0.711 | 0.711 | 0.711 | 0.094 | 0.117 | 0.127 | 0.127 | 0.127 | 0.006 | 0.006 | 0.006 | 0.006 | 0.006 | 0 | 0 | 0 | 0 | 0 | 0.01 | 0.016 | 0.016 | 0.016 | 0.016 | 0.035 | 0.045 | 0.05 | 0.05 | 0.05 | 0.4 | 0 | 0.02 | 0 | 0 | 0.029 | 0 | 0 | 0 | 0
Bell Arthur WC | 0.70525 | 2.209 | 0 |  | 10025 | 0.544 | 0.004 | 0 | 0.01 | 0.024 | 0.12325 | 54.2643 | 10025 | 10120 | 10330 | 10500 | 10550 | Pitt | 0.505 | 0.51 | 0.52 | 0.54 | 0.55 | 0.004 | 0.004 | 0.004 | 0.004 | 0.004 | 0 | 0 | 0 | 0 | 0 | 0.01 | 0.011 | 0.012 | 0.013 | 0.013 | 0.024 | 0.025 | 0.026 | 0.028 | 0.03 | 0.119 | 0.121 | 0.124 | 0.129 | 0.131 | 0 | 0 | 0 | 0 | 0 | 0 | 0 | 0 | 0 | 0
Fountain | 0.0755 | 0.1 | 0 |  | 431 | 0.031 | 0.009 | 0 | 0.003 | 0.01 | 0.0225 | 71.9258 | 451 | 475 | 502 | 532 | 562 | Pitt | 0.033 | 0.034 | 0.035 | 0.036 | 0.036 | 0.009 | 0.009 | 0.009 | 0.01 | 0.01 | 0 | 0 | 0 | 0 | 0 | 0.003 | 0.004 | 0.004 | 0.004 | 0.004 | 0.008 | 0.008 | 0.009 | 0.009 | 0.01 | 0.023 | 0.0239 | 0.0247 | 0.0256 | 0.026 | 0 | 0 | 0 | 0 | 0 | 0 | 0 | 0 | 0 | 0
Grimesland | 0.032417 | 0.417 | 0 |  | 610 | 0.022 | 0.003 | 0 | 0.004 | 0.001 | 0.0024167 | 36.0656 | 628 | 641 | 662 | 687 | 705 | Pitt | 0.023 | 0.025 | 0.029 | 0.033 | 0.038 | 0.003 | 0.003 | 0.004 | 0.004 | 0.005 | 0 | 0 | 0 | 0 | 0 | 0.004 | 0.004 | 0.005 | 0.005 | 0.006 | 0.001 | 0.001 | 0.001 | 0.001 | 0.001 | 0.003 | 0.003 | 0.004 | 0.004 | 0.005 | 0 | 0 | 0 | 0 | 0 | 0 | 0 | 0 | 0 | 0
Stokes Regional Water Corporation | 0.22567 | 1.004 | 0 |  | 3100 | 0.187 | 0.015 | 0 | 0.007 | 0.01 | 0.0066667 | 60.3226 | 3690 | 4169 | 4711 | 5324 | 6016 | Pitt | 0.226 | 0.252 | 0.279 | 0.307 | 0.34 | 0.019 | 0.02 | 0.023 | 0.025 | 0.027 | 0 | 0 | 0 | 0 | 0 | 0.008 | 0.009 | 0.01 | 0.011 | 0.012 | 0.002 | 0.002 | 0.002 | 0.002 | 0.002 | 0.0125 | 0.0138 | 0.0153 | 0.0169 | 0.0186 | 0 | 0 | 0 | 0 | 0 | 0 | 0 | 0 | 0 | 0
Columbia | 0.14017 | 0.407 | 0.003 |  | 891 | 0.04 | 0.077 | 0 | 0.011 | 0.008 | 0.0011667 | 44.8934 | 900 | 910 | 920 | 930 | 940 | Tyrrell | 0.041 | 0.041 | 0.041 | 0.042 | 0.042 | 0.081 | 0.082 | 0.083 | 0.084 | 0.085 | 0 | 0 | 0 | 0 | 0 | 0.012 | 0.012 | 0.013 | 0.013 | 0.014 | 0.01 | 0.011 | 0.012 | 0.013 | 0.014 | 0.016 | 0.017 | 0.018 | 0.02 | 0.021 | 0 | 0 | 0 | 0 | 0 | 0 | 0 | 0 | 0 | 0
Tyrrell County Water Department | 0.32633 | 1.152 | 0 |  | 3382 | 0.129 | 0 | 0 | 0.046 | 0.095 | 0.056333 | 38.1431 | 3200 | 3200 | 3200 | 3200 | 3200 | Tyrrell | 0.129 | 0.129 | 0.129 | 0.129 | 0.129 | 0 | 0 | 0 | 0 | 0 | 0 | 0 | 0 | 0 | 0 | 0.046 | 0.046 | 0.046 | 0.046 | 0.046 | 0.11 | 0.11 | 0.11 | 0.11 | 0.11 | 0.045 | 0.045 | 0.045 | 0.045 | 0.045 | 0 | 0 | 0 | 0 | 0 | 0 | 0 | 0 | 0 | 0
Plymouth | 0.33933 | 2.2 | 0 |  | 3728 | 0.13 | 0.071 | 0.003 | 0.017 | 0.016 | 0.10233 | 34.8712 | 3800 | 3900 | 4000 | 4100 | 4200 | Washington | 0.155 | 0.161 | 0.167 | 0.172 | 0.177 | 0.093 | 0.093 | 0.093 | 0.093 | 0.093 | 0.002 | 0.002 | 0.002 | 0.002 | 0.002 | 0.047 | 0.047 | 0.047 | 0.047 | 0.047 | 0.012 | 0.015 | 0.018 | 0.02 | 0.022 | 0.045 | 0.045 | 0.045 | 0.045 | 0.045 | 0 | 0.25 | 0 | 0 | 0 | 0 | 0 | 0 | 0 | 0
Roper | 0.028417 | 0 | 0 |  | 614 | 0.016 | 0.002 | 0 | 0.002 | 0.001 | 0.0074167 | 26.0586 | 600 | 610 | 615 | 620 | 625 | Washington | 0.016 | 0.018 | 0.02 | 0.022 | 0.025 | 0.002 | 0.002 | 0.002 | 0.002 | 0.002 | 0 | 0 | 0 | 0 | 0 | 0.004 | 0.004 | 0.004 | 0.004 | 0.005 | 0.001 | 0.001 | 0.001 | 0.001 | 0.001 | 0.0024 | 0.0026 | 0.0028 | 0.003 | 0.0035 | 0 | 0 | 0 | 0 | 0 | 0 | 0 | 0 | 0 | 0
Creswell | 0.045167 | 0.284 | 0 |  | 482 | 0.028 | 0.002 | 0 | 0.002 | 0.003 | 0.010167 | 58.0913 | 450 | 450 | 450 | 450 | 450 | Washington | 0.025 | 0.025 | 0.025 | 0.025 | 0.025 | 0.005 | 0.005 | 0.005 | 0.005 | 0.005 | 0.005 | 0.005 | 0.005 | 0.005 | 0.005 | 0.001 | 0.001 | 0.001 | 0.001 | 0.001 | 0.003 | 0.003 | 0.003 | 0.003 | 0.003 | 0.004 | 0.004 | 0.004 | 0.004 | 0.004 | 0 | 0 | 0 | 0 | 0 | 0 | 0 | 0 | 0 | 0
Washington County Water System | 0.407 | 1.113 | 0.007389 |  | 6413 | 0.238 | 0.08 | 0 | 0.005 | 0.012 | 0.064611 | 37.1121 | 6433 | 6476 | 6500 | 6544 | 6592 | Washington | 0.24 | 0.244 | 0.254 | 0.268 | 0.274 | 0.082 | 0.085 | 0.09 | 0.095 | 0.1 | 0 | 0 | 0 | 0 | 0 | 0.0051 | 0.0053 | 0.0055 | 0.0057 | 0.0059 | 0.012 | 0.012 | 0.012 | 0.012 | 0.012 | 0.06 | 0.06 | 0.06 | 0.06 | 0.06 | 0 | 0 | 0 | 0 | 0 | 0 | 0 | 0 | 0 | 0
Goldsboro | 5.1818 | 25.853 | 0.064208 |  | 34793 | 1.378 | 1.137 | 1.101 | 0.359 | 0.693 | 0.44963 | 39.6057 | 41356 | 47559 | 54698 | 62902 | 72337 | Wayne | 1.654 | 1.855 | 2.079 | 2.327 | 2.604 | 1.55 | 1.887 | 2.279 | 2.735 | 3.264 | 1 | 1.05 | 1.1 | 1.15 | 1.2 | 0.65 | 0.675 | 0.7 | 0.725 | 0.75 | 0.6 | 0.6 | 0.6 | 0.6 | 0.6 | 0.477 | 0.548 | 0.617 | 0.695 | 0.783 | 0 | 0 | 0 | 0 | 0 | 0 | 0 | 0 | 0 | 0
Mount Olive | 1.1701 | 2.52 | 0 |  | 5700 | 0.27 | 0.096 | 0.481 | 0.029 | 0.052 | 0.24208 | 47.3684 | 6000 | 7447 | 7800 | 8200 | 8620 | Wayne | 0.3 | 0.568 | 0.595 | 0.625 | 0.655 | 0.1 | 0.184 | 0.195 | 0.205 | 0.215 | 0.5 | 0.52 | 0.54 | 0.56 | 0.58 | 0.03 | 0.017 | 0.023 | 0.025 | 0.029 | 0.06 | 0.065 | 0.07 | 0.073 | 0.075 | 0.2599 | 0.3554 | 0.3735 | 0.3906 | 0.4079 | 0 | 0 | 0 | 0 | 0 | 0 | 0 | 0 | 0 | 0
Fremont | 0.16492 | 0 | 0.054 |  | 1261 | 0.096 | 0.011 | 0 | 0.008 | 0.002 | -0.0060833 | 76.1301 | 1324 | 1257 | 1195 | 1135 | 1053 | Wayne | 0.087 | 0.083 | 0.078 | 0.075 | 0.069 | 0.007 | 0.007 | 0.007 | 0.007 | 0.007 | 0.001 | 0.001 | 0.001 | 0.001 | 0.001 | 0.02 | 0.02 | 0.02 | 0.02 | 0.02 | 0.003 | 0.003 | 0.003 | 0.003 | 0.003 | 0.011 | 0.011 | 0.01 | 0.01 | 0.01 | 0.11 | 0 | 0 | 0 | 0 | 0 | 0 | 0 | 0 | 0
Pikeville | 0.063333 | 0.1 | 0 |  | 714 | 0.037 | 0.009 | 0 | 0.009 | 0.0004 | 0.0079333 | 51.8207 | 725 | 742 | 789 | 835 | 865 | Wayne | 0.038 | 0.04 | 0.042 | 0.044 | 0.05 | 0.011 | 0.011 | 0.011 | 0.012 | 0.013 | 0 | 0 | 0 | 0 | 0 | 0.009 | 0.01 | 0.01 | 0.011 | 0.011 | 0.001 | 0.001 | 0.001 | 0.001 | 0.001 | 0.0079 | 0.0084 | 0.0091 | 0.0102 | 0.0111 | 0 | 0 | 0 | 0 | 0 | 0 | 0 | 0 | 0 | 0
Southern Wayne SD | 0.55942 | 1.147 | 0 |  | 6679 | 0.376 | 0.024 | 0 | 0.008 | 0.042 | 0.10942 | 56.2959 | 7155 | 7290 | 7325 | 7560 | 7795 | Wayne | 0.377 | 0.388 | 0.419 | 0.425 | 0.445 | 0.024 | 0.026 | 0.027 | 0.028 | 0.03 | 0 | 0 | 0 | 0 | 0 | 0.009 | 0.011 | 0.012 | 0.012 | 0.014 | 0.04 | 0.04 | 0.048 | 0.054 | 0.06 | 0.126 | 0.13 | 0.142 | 0.145 | 0.154 | 0 | 0 | 0 | 0 | 0 | 0 | 0 | 0 | 0 | 0
Fork Township SD | 0.85042 | 1.736 | 0 |  | 11850 | 0.67 | 0.117 | 0 | 0 | 0.02 | 0.043417 | 56.5401 | 13171 | 15285 | 17738 | 20585 | 23889 | Wayne | 0.732 | 0.85 | 0.986 | 1.144 | 1.328 | 0.125 | 0.13 | 0.151 | 0.175 | 0.203 | 0 | 0 | 0 | 0 | 0 | 0 | 0 | 0 | 0 | 0 | 0.017 | 0.02 | 0.023 | 0.026 | 0.031 | 0.061 | 0.07 | 0.081 | 0.094 | 0.109 | 0.19 | 0.4 | 0 | 0 | 0 | 0 | 0 | 0 | 0 | 0
Wayne Water Districts | 3.8867 | 11.093 | 0.27008 |  | 48767 | 2.595 | 0.197 | 0.325 | 0 | 0.089 | 0.41058 | 53.2122 | 50995 | 60070 | 70759 | 83350 | 98182 | Wayne | 2.714 | 3.196 | 3.765 | 4.435 | 5.225 | 0.499 | 0.588 | 0.692 | 0.815 | 0.96 | 0.34 | 0.4 | 0.472 | 0.555 | 0.654 | 0 | 0 | 0 | 0 | 0 | 0.093 | 0.11 | 0.129 | 0.152 | 0.179 | 0.422 | 0.497 | 0.585 | 0.689 | 0.812 | 0.484 | 0 | 0 | 0 | 0 | 0 | 0 | 0 | 0 | 0
Walnut Creek | 0.065417 | 0.15 | 0 |  | 900 | 0.047 | 0.01 | 0 | 0.002 | 0.002 | 0.0044167 | 52.2222 | 900 | 950 | 1000 | 1050 | 1075 | Wayne | 0.059 | 0.062 | 0.065 | 0.069 | 0.073 | 0.01 | 0.01 | 0.01 | 0.01 | 0.01 | 0 | 0 | 0 | 0 | 0 | 0.002 | 0.002 | 0.002 | 0.003 | 0.003 | 0.002 | 0.002 | 0.002 | 0.002 | 0.002 | 0.009 | 0.009 | 0.01 | 0.01 | 0.011 | 0 | 0 | 0 | 0 | 0 | 0 | 0 | 0 | 0 | 0
Wilson | 8.6223 | 28.9 | 0.31067 |  | 52500 | 2.578 | 1.041 | 1.453 | 0.317 | 1.93 | 0.99266 | 49.1048 | 54000 | 58000 | 62000 | 67000 | 72000 | Wilson | 2.635 | 2.767 | 2.905 | 3.05 | 3.202 | 1.057 | 1.11 | 1.166 | 1.224 | 1.285 | 1.542 | 1.619 | 1.7 | 1.785 | 1.874 | 0.372 | 0.391 | 0.411 | 0.432 | 0.454 | 1.828 | 1.919 | 2.015 | 2.069 | 2.172 | 1.202 | 1.238 | 1.275 | 1.313 | 1.352 | 0 | 0 | 0 | 0 | 0 | 0 | 0 | 0 | 0 | 0
Elm City | 0.13175 | 0.452 | 0 |  | 1720 | 0.07 | 0.002 | 0 | 0.013 | 0.005 | 0.04175 | 40.6977 | 1400 | 1500 | 1525 | 1550 | 1575 | Wilson | 0.072 | 0.074 | 0.076 | 0.078 | 0.08 | 0.003 | 0.004 | 0.005 | 0.006 | 0.007 | 0 | 0 | 0 | 0 | 0 | 0.015 | 0.017 | 0.019 | 0.02 | 0.022 | 0.005 | 0.005 | 0.005 | 0.005 | 0.005 | 0.0443 | 0.0467 | 0.049 | 0.0509 | 0.0532 | 0 | 0 | 0 | 0 | 0 | 0 | 0 | 0 | 0 | 0
Stantonsburg | 0.32992 | 0.585 | 0.228 |  | 830 | 0.05 | 0.005 | 0.014 | 0 | 0.027 | 0.0059167 | 60.241 | 840 | 850 | 860 | 870 | 880 | Wilson | 0.052 | 0.053 | 0.054 | 0.055 | 0.056 | 0.006 | 0.006 | 0.006 | 0.007 | 0.007 | 0.01 | 0.01 | 0.01 | 0.011 | 0.011 | 0 | 0 | 0 | 0 | 0 | 0.009 | 0.009 | 0.009 | 0.01 | 0.01 | 0.022 | 0.022 | 0.022 | 0.022 | 0.022 | 0.08 | 0 | 0 | 0 | 0 | 0.136 | 0 | 0 | 0 | 0
Lucama | 0.091083 | 0.287 | 0 |  | 881 | 0.065 | 0.005 | 0 | 0.005 | 0.015 | 0.0010833 | 73.7798 | 885 | 895 | 900 | 900 | 900 | Wilson | 0.085 | 0.09 | 0.094 | 0.099 | 0.1 | 0.006 | 0.008 | 0.009 | 0.009 | 0.01 | 0 | 0 | 0 | 0 | 0 | 0.004 | 0.006 | 0.007 | 0.008 | 0.008 | 0.015 | 0.015 | 0.015 | 0.015 | 0.015 | 0.012 | 0.016 | 0.011 | 0.013 | 0.016 | 0 | 0 | 0 | 0 | 0 | 0 | 0 | 0 | 0 | 0
Black Creek | 0.47717 | 1.044 | 0.349 |  | 1795 | 0.106 | 0 | 0 | 0 | 0.006 | 0.016167 | 59.0529 | 1800 | 1810 | 1830 | 1845 | 1855 | Wilson | 0.12 | 0.122 | 0.128 | 0.135 | 0.138 | 0.03 | 0.03 | 0.03 | 0.03 | 0.03 | 0 | 0 | 0 | 0 | 0 | 0 | 0 | 0 | 0 | 0 | 0.007 | 0.007 | 0.007 | 0.007 | 0.007 | 0.026 | 0.026 | 0.027 | 0.028 | 0.029 | 0 | 0 | 0 | 0 | 0 | 0 | 0 | 0 | 0 | 0
Saratoga | 0.037417 | 0.145 | 0 |  | 410 | 0.004 | 0.004 | 0 | 0 | 0.025 | 0.0044167 | 9.7561 | 436 | 436 | 436 | 436 | 436 | Wilson | 0.022 | 0.022 | 0.022 | 0.022 | 0.022 | 0.01 | 0.01 | 0.01 | 0.01 | 0.01 | 0 | 0 | 0 | 0 | 0 | 0 | 0 | 0 | 0 | 0 | 0.01 | 0.01 | 0.01 | 0.01 | 0.01 | 0.003 | 0.003 | 0.003 | 0.003 | 0.003 | 0 | 0 | 0 | 0 | 0 | 0 | 0 | 0 | 0 | 0
Sims | 0.02175 | 0.082 | 0 |  | 317 | 0.016 | 0.003 | 0 | 0.001 | 0.001 | 0.00075 | 50.4732 | 325 | 335 | 345 | 352 | 360 | Wilson | 0.017 | 0.019 | 0.02 | 0.022 | 0.025 | 0.003 | 0.003 | 0.003 | 0.003 | 0.003 | 0 | 0 | 0 | 0 | 0 | 0.001 | 0.001 | 0.001 | 0.001 | 0.001 | 0.001 | 0.001 | 0.001 | 0.001 | 0.001 | 0.0017 | 0.0018 | 0.0019 | 0.0021 | 0.0023 | 0 | 0 | 0 | 0 | 0 | 0 | 0 | 0 | 0 | 0
Caldwell Co (Addison Lane) | 0.0055 | 0.1 | 0 |  | 130 | 0.005 | 0 | 0 | 0 | 0 | 0.0005 | 38.4615 | 135 | 140 | 145 | 150 | 155 | Caldwell | 0.005 | 0.005 | 0.005 | 0.005 | 0.004 | 0 | 0 | 0 | 0 | 0 | 0 | 0 | 0 | 0 | 0 | 0 | 0 | 0 | 0 | 0 | 0 | 0 | 0 | 0 | 0 | 0 | 0 | 0 | 0 | 0 | 0 | 0 | 0 | 0 | 0 | 0 | 0 | 0 | 0 | 0
McDowell County (Nebo) | 0.067417 | 0.2 | 0 |  | 600 | 0.03 | 0.003 | 0.01 | 0.001 | 0.015 | 0.0084167 | 50 | 610 | 620 | 630 | 640 | 650 | McDowell | 0.03 | 0.033 | 0.035 | 0.038 | 0.04 | 0.003 | 0.004 | 0.004 | 0.004 | 0.003 | 0.01 | 0.01 | 0.015 | 0.015 | 0.015 | 0.001 | 0.001 | 0.001 | 0.001 | 0.001 | 0.015 | 0.016 | 0.016 | 0.018 | 0.02 | 0.008 | 0.009 | 0.01 | 0.01 | 0.011 | 0 | 0 | 0 | 0 | 0 | 0 | 0 | 0 | 0 | 0
Polk County Water System | 3.0817 | 4.1 | 2.921 |  | 490 | 0.021 | 0.058 | 0 | 0.014 | 0.048 | 0.019667 | 42.8571 | 550 | 1010 | 1470 | 1815 | 2160 | Polk | 0.024 | 0.043 | 0.063 | 0.078 | 0.093 | 0.074 | 0.076 | 0.079 | 0.089 | 0.095 | 0.001 | 0.002 | 0.003 | 0.004 | 0.005 | 0.014 | 0.016 | 0.019 | 0.029 | 0.035 | 0.013 | 0.018 | 0.021 | 0.025 | 0.029 | 0.013 | 0.015 | 0.018 | 0.022 | 0.026 | 0.5 | 8 | 0 | 6 | 0 | 0 | 0 | 0 | 0 | 0
Southeastern Catawba Co WD | 0.19708 | 0.5 | 0 |  | 1894 | 0.143 | 0.053 | 0 | 0 | 0.013 | -0.011917 | 75.5016 | 2034 | 2114 | 2204 | 2294 | 2394 | Catawba | 0.149 | 0.156 | 0.164 | 0.171 | 0.18 | 0.058 | 0.06 | 0.063 | 0.066 | 0.069 | 0 | 0 | 0 | 0 | 0 | 0 | 0 | 0 | 0 | 0 | 0.024 | 0.026 | 0.03 | 0.035 | 0.04 | 0.015 | 0.016 | 0.017 | 0.018 | 0.019 | 0 | 0 | 0 | 0 | 0 | 0 | 0 | 0 | 0 | 0
Big Lick Road | 0.017917 | 0.05 | 0 |  | 270 | 0.012 | 0 | 0.002 | 0 | 0.003 | 0.00091667 | 44.4444 | 357 | 410 | 410 | 410 | 410 | Stanly | 0.014 | 0.016 | 0.016 | 0.016 | 0.016 | 0 | 0 | 0 | 0 | 0 | 0.003 | 0.003 | 0.003 | 0.003 | 0.003 | 0 | 0 | 0 | 0 | 0 | 0.003 | 0.003 | 0.003 | 0.003 | 0.003 | 0.001 | 0.001 | 0.001 | 0.001 | 0.001 | 0 | 0 | 0 | 0 | 0 | 0 | 0 | 0 | 0 | 0
Polk Ford/Renee Ford | 0.027583 | 0.05 | 0 |  | 476 | 0.019 | 0 | 0 | 0 | 0.004 | 0.0045833 | 39.916 | 500 | 600 | 625 | 650 | 700 | Stanly | 0.02 | 0.024 | 0.025 | 0.026 | 0.027 | 0.001 | 0.002 | 0.002 | 0.002 | 0.003 | 0 | 0 | 0 | 0 | 0 | 0 | 0 | 0 | 0 | 0 | 0.004 | 0.004 | 0.004 | 0.004 | 0.004 | 0.005 | 0.005 | 0.006 | 0.006 | 0.006 | 0 | 0 | 0 | 0 | 0 | 0 | 0 | 0 | 0 | 0
Swepsonville | 0.17433 | 0.3 | 0 |  | 1400 | 0.11 | 0.001 | 0.017 | 0.002 | 0.001 | 0.043333 | 78.5714 | 1463 | 1829 | 2286 | 2857 | 3572 | Alamance | 0.112 | 0.128 | 0.145 | 0.165 | 0.187 | 0.001 | 0.002 | 0.002 | 0.002 | 0.002 | 0.018 | 0.019 | 0.02 | 0.021 | 0.022 | 0.003 | 0.003 | 0.003 | 0.003 | 0.003 | 0.001 | 0.001 | 0.001 | 0.001 | 0.002 | 0.044 | 0.05 | 0.056 | 0.063 | 0.071 | 0 | 0 | 0 | 0 | 0 | 0 | 0 | 0 | 0 | 0
Piedmont Triad Regional Water Authority | 12.6275 | 54 | 11.564 |  | 0 | 0 | 0 | 0 | 0 | 0.607 | 0.4565 | ERROR | 0 | 0 | 0 | 0 | 0 | Guilford | 0 | 0 | 0 | 0 | 0 | 0 | 0 | 0 | 0 | 0 | 0 | 0 | 0 | 0 | 0 | 0 | 0 | 0 | 0 | 0 | 0.75 | 0.75 | 0.9 | 1.5 | 1.5 | 0.27 | 0.36 | 0.54 | 0.72 | 0.72 | 0 | 0 | 0 | 0 | 0 | 0 | 0 | 0 | 0 | 0
Yadkin County - Hwy 21 | 0.058583 | 0.2 | 0 |  | 240 | 0.007 | 0.004 | 0.006 | 0.008 | 0.028 | 0.0055833 | 29.1667 | 240 | 250 | 260 | 280 | 300 | Yadkin | 0.008 | 0.009 | 0.01 | 0.011 | 0.012 | 0.003 | 0.003 | 0.004 | 0.004 | 0.005 | 0.01 | 0.012 | 0.013 | 0.014 | 0.015 | 0.005 | 0.005 | 0.005 | 0.006 | 0.006 | 0.015 | 0.014 | 0.013 | 0.012 | 0.01 | 0.0039 | 0.0041 | 0.0042 | 0.0044 | 0.0045 | 0 | 0 | 0 | 0 | 0 | 0 | 0 | 0 | 0 | 0
Yadkin County - East Bend | ERROR | 0 | 0 |  | #N/A | 0 | 0 | 0 | 0 | 0 | #VALUE! | ERROR | 0 | 0 | 0 | 0 | 0 | Yadkin | 0 | 0 | 0 | 0 | 0 | 0 | 0 | 0 | 0 | 0 | 0 | 0 | 0 | 0 | 0 | 0 | 0 | 0 | 0 | 0 | 0 | 0 | 0 | 0 | 0 | 0 | 0 | 0 | 0 | 0 | 0 | 0 | 0 | 0 | 0 | 0 | 0 | 0 | 0 | 0
Chatham County Asbury Water System | 0.201 | 0.4 | 0 |  | 1078 | 0.048 | 0.002 | 0.022 | 0.002 | 0.098 | 0.029 | 44.5269 | 1181 | 1371 | 1591 | 1846 | 2143 | Chatham | 0.049 | 0.057 | 0.066 | 0.077 | 0.089 | 0.003 | 0.004 | 0.004 | 0.005 | 0.005 | 0.021 | 0.024 | 0.027 | 0.03 | 0.033 | 0.003 | 0.004 | 0.004 | 0.005 | 0.005 | 0.044 | 0.044 | 0.044 | 0.044 | 0.044 | 0.022 | 0.024 | 0.026 | 0.029 | 0.032 | 0 | 0 | 0 | 0 | 0 | 0 | 0 | 0 | 0 | 0
Durham County (Rougemont) | ERROR | 0 | 0 |  | #N/A | 0 | 0 | 0 | 0 | 0 | #VALUE! | ERROR | 0 | 0 | 0 | 0 | 0 | Durham | 0 | 0 | 0 | 0 | 0 | 0 | 0 | 0 | 0 | 0 | 0 | 0 | 0 | 0 | 0 | 0 | 0 | 0 | 0 | 0 | 0 | 0 | 0 | 0 | 0 | 0 | 0 | 0 | 0 | 0 | 0 | 0 | 0 | 0 | 0 | 0 | 0 | 0 | 0 | 0
Smithfield South | 0.067667 | 0 | 0 |  | 660 | 0.031 | 0.027 | 0 | 0.001 | 0.004 | 0.0046667 | 46.9697 | 670 | 670 | 670 | 670 | 670 | Johnston | 0.04 | 0.04 | 0.04 | 0.04 | 0.04 | 0.027 | 0.027 | 0.027 | 0.027 | 0.027 | 0 | 0 | 0 | 0 | 0 | 0.001 | 0.001 | 0.001 | 0.001 | 0.001 | 0.005 | 0.005 | 0.005 | 0.005 | 0.005 | 0.005 | 0.005 | 0.005 | 0.005 | 0.005 | 0.03 | 0 | 0 | 0 | 0 | 0 | 0 | 0 | 0 | 0
Micro (County Line) | 0.0016667 | 0.005 | 0 |  | 40 | 0.002 | 0 | 0 | 0 | 0 | -0.00033333 | 50 | 45 | 50 | 55 | 65 | 75 | Johnston | 0.003 | 0.003 | 0.003 | 0.004 | 0.004 | 0 | 0 | 0 | 0 | 0 | 0 | 0 | 0 | 0 | 0 | 0 | 0 | 0 | 0 | 0 | 0 | 0 | 0 | 0 | 0 | 0 | 0 | 0 | 0 | 0 | 0 | 0 | 0 | 0 | 0 | 0 | 0 | 0 | 0 | 0
Selma - County Line | 0.10366 | 0.5 | 0 |  | 642 | 0.0301 | 0.0733 | 0 | 0 | 0.0001 | 0.00015833 | 46.8847 | 642 | 642 | 642 | 642 | 642 | Johnston | 0.0301 | 0.0302 | 0.0303 | 0.0304 | 0.0305 | 0.0733 | 0.0734 | 0.0735 | 0.0736 | 0.0737 | 0 | 0 | 0 | 0 | 0 | 0 | 0 | 0 | 0 | 0 | 0 | 0 | 0 | 0 | 0 | 0.0003 | 0.0003 | 0.0003 | 0.0003 | 0.0003 | 0 | 0 | 0 | 0 | 0 | 0 | 0 | 0 | 0 | 0
Central Nash WSD | 0.30483 | 0.45 | 0 |  | 5455 | 0.245 | 0.045 | 0 | 0 | 0.001 | 0.013833 | 44.9129 | 5500 | 6700 | 8500 | 11000 | 14000 | Nash | 0.25 | 0.275 | 0.35 | 0.45 | 0.575 | 0.04 | 0.04 | 0.05 | 0.06 | 0.07 | 0.01 | 0.2 | 0.25 | 0.3 | 0.35 | 0.005 | 0.015 | 0.02 | 0.02 | 0.025 | 0.001 | 0.005 | 0.008 | 0.01 | 0.03 | 0.0126 | 0.0221 | 0.028 | 0.0346 | 0.0433 | 0 | 0 | 0 | 0 | 0 | 0 | 0 | 0 | 0 | 0
Nash County Area II | 0.13792 | 0.15 | 0 |  | 670 | 0.024 | 0.003 | 0.092 | 0 | 0.005 | 0.013917 | 35.8209 | 675 | 680 | 685 | 690 | 700 | Nash | 0.024 | 0.024 | 0.024 | 0.025 | 0.025 | 0.003 | 0.003 | 0.003 | 0.003 | 0.004 | 0.092 | 0.095 | 0.095 | 0.1 | 0.1 | 0 | 0 | 0 | 0 | 0 | 0.003 | 0.004 | 0.004 | 0.005 | 0.005 | 0.003 | 0.004 | 0.004 | 0.004 | 0.004 | 0 | 0 | 0 | 0 | 0 | 0 | 0 | 0 | 0 | 0
Northern Nash County | ERROR | 0 | 0 |  | #N/A | 0 | 0 | 0 | 0 | 0 | #VALUE! | ERROR | 0 | 0 | 0 | 0 | 0 | Nash | 0 | 0 | 0 | 0 | 0 | 0 | 0 | 0 | 0 | 0 | 0 | 0 | 0 | 0 | 0 | 0 | 0 | 0 | 0 | 0 | 0 | 0 | 0 | 0 | 0 | 0 | 0 | 0 | 0 | 0 | 0 | 0 | 0 | 0 | 0 | 0 | 0 | 0 | 0 | 0
Northampton Co - North Gaston | 0.0085833 | 0.0125 | 0 |  | 180 | 0.0077 | 0 | 0 | 0 | 0.0007 | 0.00018333 | 42.7778 | 195 | 200 | 200 | 200 | 200 | Northampton | 0.008 | 0.008 | 0.008 | 0.008 | 0.008 | 0 | 0 | 0 | 0 | 0 | 0 | 0 | 0 | 0 | 0 | 0 | 0 | 0 | 0 | 0 | 0.001 | 0.001 | 0.001 | 0.001 | 0.001 | 0.0006 | 0.0006 | 0.0006 | 0.0006 | 0.0006 | 0 | 0 | 0 | 0 | 0 | 0 | 0 | 0 | 0 | 0
Northampton Co - West Jackson | 0.0010833 | 0.05 | 0 |  | 33 | 0.001 | 0 | 0 | 0 | 0 | 8.3333e-05 | 30.303 | 40 | 44 | 45 | 50 | 50 | Northampton | 0.001 | 0.001 | 0.002 | 0.002 | 0.002 | 0 | 0 | 0 | 0 | 0 | 0 | 0 | 0 | 0 | 0 | 0 | 0 | 0 | 0 | 0 | 0.001 | 0.001 | 0.001 | 0.001 | 0.001 | 0 | 0 | 0 | 0 | 0 | 0 | 0 | 0 | 0 | 0 | 0 | 0 | 0 | 0 | 0
Vance County Water District | 0.13008 | 0.325 | 0 |  | 2086 | 0.078 | 0.004 | 0 | 0 | 0.029 | 0.019083 | 37.3921 | 2100 | 2150 | 2200 | 2250 | 2300 | Vance | 0.085 | 0.09 | 0.095 | 0.1 | 0.11 | 0.005 | 0.007 | 0.009 | 0.011 | 0.013 | 0 | 0 | 0 | 0 | 0 | 0.001 | 0.002 | 0.002 | 0.002 | 0.002 | 0.02 | 0.02 | 0.02 | 0.02 | 0.02 | 0.019 | 0.02 | 0.022 | 0.023 | 0.025 | 0 | 0 | 0 | 0 | 0 | 0 | 0 | 0 | 0 | 0
Wilson County SWWD | 0.35258 | 0.721 | 0.067556 |  | 4398 | 0.177 | 0.014 | 0.002 | 0.002 | 0.025 | 0.065027 | 40.2456 | 4499 | 4853 | 5234 | 5645 | 6088 | Wilson | 0.182 | 0.196 | 0.211 | 0.228 | 0.246 | 0.015 | 0.016 | 0.017 | 0.018 | 0.02 | 0.002 | 0.002 | 0.003 | 0.003 | 0.003 | 0.002 | 0.002 | 0.002 | 0.002 | 0.003 | 0.025 | 0.025 | 0.025 | 0.025 | 0.025 | 0.064 | 0.064 | 0.064 | 0.064 | 0.064 | 0 | 0 | 0 | 0 | 0 | 0 | 0 | 0 | 0 | 0
Wilson County SEWD | 0.23042 | 0.329 | 0.00016438 |  | 3733 | 0.16 | 0.014 | 0 | 0.005 | 0.015 | 0.036252 | 42.861 | 3819 | 4119 | 4442 | 4791 | 5168 | Wilson | 0.164 | 0.176 | 0.19 | 0.205 | 0.221 | 0.015 | 0.016 | 0.017 | 0.019 | 0.02 | 0 | 0 | 0 | 0 | 0 | 0.005 | 0.006 | 0.006 | 0.006 | 0.007 | 0.015 | 0.017 | 0.018 | 0.019 | 0.021 | 0.037 | 0.04 | 0.043 | 0.046 | 0.05 | 0.161 | 0 | 0 | 0 | 0 | 0 | 0 | 0 | 0 | 0
Bladen Bluffs - LCFWSA | 1.6934 | 6 | 1.5724 |  | 4800 | 0 | 0 | 0 | 0 | 0.047 | 0.074033 | 0 | 4700 | 4700 | 4700 | 4700 | 4700 | Bladen | 0 | 0 | 0 | 0 | 0 | 0 | 0 | 0 | 0 | 0 | 0 | 0 | 0 | 0 | 0 | 0 | 0 | 0 | 0 | 0 | 0.039 | 0.039 | 0.039 | 0.039 | 0.039 | 0.075 | 0.075 | 0.075 | 0.075 | 0.075 | 0 | 0 | 0 | 0 | 0 | 0 | 0 | 0 | 0 | 0
LCFWSA - Kings Bluff | 27.0075 | 106 | 26.663 |  | 0 | 0 | 0 | 0.385 | 0 | 0 | -0.0405 | ERROR | 0 | 0 | 0 | 0 | 0 | Bladen | 0 | 0 | 0 | 0 | 0 | 0 | 0 | 0 | 0 | 0 | 0.385 | 0.385 | 0.385 | 0.385 | 0.385 | 0 | 0 | 0 | 0 | 0 | 0 | 0 | 0 | 0 | 0 | 0.062 | 0.062 | 0.062 | 0.062 | 0.062 | 1 | 0 | 0 | 0 | 0 | 0 | 40 | 0 | 0 | 0
Old North Utility Services, Inc. | 3.6705 | 8 | 0 |  | 65000 | 1.546 | 0.23 | 1.494 | 0.096 | 0.5 | -0.1955 | 23.7846 | 65585 | 67552 | 69579 | 71667 | 73816 | Cumberland | 1.56 | 1.6067 | 1.6549 | 1.7046 | 1.7557 | 0.2321 | 0.239 | 0.2462 | 0.2536 | 0.2612 | 1.616 | 1.656 | 1.697 | 1.739 | 1.782 | 0.0969 | 0.0998 | 0.1027 | 0.1058 | 0.109 | 0.26 | 0.27 | 0.28 | 0.29 | 0.3 | 0.231 | 0.236 | 0.242 | 0.248 | 0.254 | 12 | 0 | 0 | 0 | 0 | 0 | 0 | 0 | 0 | 0
Eastover Sanitary District | 0.42292 | 1 | 0 |  | 6500 | 0.305 | 0.044 | 0 | 0.01 | 0.002 | 0.061917 | 46.9231 | 6400 | 6500 | 6600 | 6700 | 6800 | Cumberland | 0.315 | 0.32 | 0.33 | 0.34 | 0.35 | 0.046 | 0.048 | 0.05 | 0.052 | 0.054 | 0 | 0 | 0 | 0 | 0 | 0.013 | 0.014 | 0.015 | 0.016 | 0.017 | 0.002 | 0.002 | 0.002 | 0.002 | 0.002 | 0.065 | 0.066 | 0.068 | 0.07 | 0.073 | 0 | 0 | 0 | 0 | 0 | 0 | 0 | 0 | 0 | 0
East Moore Water District | 1.0078 | 3 | 0.643 |  | 6750 | 0.325 | 0.007 | 0 | 0 | 0.008 | 0.024833 | 48.1481 | 6800 | 6947 | 7080 | 7227 | 7480 | Moore | 0.33 | 0.35 | 0.375 | 0.4 | 0.425 | 0.008 | 0.009 | 0.01 | 0.011 | 0.012 | 0 | 0 | 0 | 0 | 0 | 0.004 | 0.004 | 0.005 | 0.006 | 0.007 | 0.01 | 0.01 | 0.01 | 0.01 | 0.01 | 0.013 | 0.013 | 0.013 | 0.013 | 0.014 | 0 | 0 | 0 | 0 | 0 | 0 | 0 | 0 | 0 | 0
Moore County Public Utilities-High Falls | 0.013083 | 0.025 | 0 |  | 322 | 0.001 | 0 | 0 | 0.001 | 0.009 | 0.0020833 | 3.1056 | 330 | 340 | 350 | 365 | 400 | Moore | 0.001 | 0.001 | 0.001 | 0.001 | 0.002 | 0 | 0 | 0 | 0 | 0 | 0 | 0 | 0 | 0 | 0 | 0.001 | 0.001 | 0.001 | 0.001 | 0.002 | 0.005 | 0.005 | 0.004 | 0.004 | 0.003 | 0.001 | 0.001 | 0.001 | 0.001 | 0.001 | 0 | 0 | 0 | 0 | 0 | 0 | 0 | 0 | 0 | 0
Sampson County WD II - Plainview | ERROR | 0 | 0 |  | #N/A | 0 | 0 | 0 | 0 | 0 | #VALUE! | ERROR | 0 | 0 | 0 | 0 | 0 | Sampson | 0 | 0 | 0 | 0 | 0 | 0 | 0 | 0 | 0 | 0 | 0 | 0 | 0 | 0 | 0 | 0 | 0 | 0 | 0 | 0 | 0 | 0 | 0 | 0 | 0 | 0 | 0 | 0 | 0 | 0 | 0 | 0 | 0 | 0 | 0 | 0 | 0 | 0 | 0 | 0
Scotland County Water (Barnes Bridge) | ERROR | 0 | 0 |  | #N/A | 0 | 0 | 0 | 0 | 0 | #VALUE! | ERROR | 0 | 0 | 0 | 0 | 0 | Scotland | 0 | 0 | 0 | 0 | 0 | 0 | 0 | 0 | 0 | 0 | 0 | 0 | 0 | 0 | 0 | 0 | 0 | 0 | 0 | 0 | 0 | 0 | 0 | 0 | 0 | 0 | 0 | 0 | 0 | 0 | 0 | 0 | 0 | 0 | 0 | 0 | 0 | 0 | 0 | 0
Scotland County Water (Malloy Rd) | ERROR | 0 | 0 |  | #N/A | 0 | 0 | 0 | 0 | 0 | #VALUE! | ERROR | 0 | 0 | 0 | 0 | 0 | Scotland | 0 | 0 | 0 | 0 | 0 | 0 | 0 | 0 | 0 | 0 | 0 | 0 | 0 | 0 | 0 | 0 | 0 | 0 | 0 | 0 | 0 | 0 | 0 | 0 | 0 | 0 | 0 | 0 | 0 | 0 | 0 | 0 | 0 | 0 | 0 | 0 | 0 | 0 | 0 | 0
Scotland County Water (Gillis Hill) | ERROR | 0 | 0 |  | #N/A | 0 | 0 | 0 | 0 | 0 | #VALUE! | ERROR | 0 | 0 | 0 | 0 | 0 | Scotland | 0 | 0 | 0 | 0 | 0 | 0 | 0 | 0 | 0 | 0 | 0 | 0 | 0 | 0 | 0 | 0 | 0 | 0 | 0 | 0 | 0 | 0 | 0 | 0 | 0 | 0 | 0 | 0 | 0 | 0 | 0 | 0 | 0 | 0 | 0 | 0 | 0 | 0 | 0 | 0
Scotland County Water (North) | ERROR | 0 | 0 |  | #N/A | 0 | 0 | 0 | 0 | 0 | #VALUE! | ERROR | 0 | 0 | 0 | 0 | 0 | Scotland | 0 | 0 | 0 | 0 | 0 | 0 | 0 | 0 | 0 | 0 | 0 | 0 | 0 | 0 | 0 | 0 | 0 | 0 | 0 | 0 | 0 | 0 | 0 | 0 | 0 | 0 | 0 | 0 | 0 | 0 | 0 | 0 | 0 | 0 | 0 | 0 | 0 | 0 | 0 | 0
Scotland County Water (South) | ERROR | 0 | 0 |  | #N/A | 0 | 0 | 0 | 0 | 0 | #VALUE! | ERROR | 0 | 0 | 0 | 0 | 0 | Scotland | 0 | 0 | 0 | 0 | 0 | 0 | 0 | 0 | 0 | 0 | 0 | 0 | 0 | 0 | 0 | 0 | 0 | 0 | 0 | 0 | 0 | 0 | 0 | 0 | 0 | 0 | 0 | 0 | 0 | 0 | 0 | 0 | 0 | 0 | 0 | 0 | 0 | 0 | 0 | 0
South Mills Purchase | ERROR | 0 | 0 |  | #N/A | 0 | 0 | 0 | 0 | 0 | #VALUE! | ERROR | 0 | 0 | 0 | 0 | 0 | Camden | 0 | 0 | 0 | 0 | 0 | 0 | 0 | 0 | 0 | 0 | 0 | 0 | 0 | 0 | 0 | 0 | 0 | 0 | 0 | 0 | 0 | 0 | 0 | 0 | 0 | 0 | 0 | 0 | 0 | 0 | 0 | 0 | 0 | 0 | 0 | 0 | 0 | 0 | 0 | 0
Southern Outer Banks Water | 1.758 | 3.039 | 0.168 |  | 600 | 0.873 | 0.092 | 0 | 0 | 0.476 | 0.149 | 1455 | 618 | 680 | 748 | 823 | 905 | Currituck | 0.859 | 0.9452 | 1.0397 | 1.144 | 1.258 | 0.106 | 0.117 | 0.128 | 0.141 | 0.155 | 0 | 0 | 0 | 0 | 0 | 0 | 0 | 0 | 0 | 0 | 0.515 | 0.567 | 0.623 | 0.686 | 0.754 | 0.1531 | 0.1686 | 0.1853 | 0.2039 | 0.2242 | 0 | 0 | 0 | 0 | 0 | 0 | 0 | 0 | 0 | 0
Stumpy Point WSD | 0.0196 | 0.099 | 0 |  | 107 | 0.0083 | 0.0071 | 0 | 0 | 0.0018 | 0.0024 | 77.5701 | 110 | 115 | 121 | 127 | 133 | Dare | 0.0085 | 0.0089 | 0.0094 | 0.0099 | 0.0103 | 0.0073 | 0.0076 | 0.008 | 0.0084 | 0.0088 | 0 | 0 | 0 | 0 | 0 | 0 | 0 | 0 | 0 | 0 | 0.0018 | 0.0019 | 0.002 | 0.0021 | 0.0022 | 0.0027 | 0.0028 | 0.0029 | 0.0031 | 0.0032 | 0 | 0 | 0 | 0 | 0 | 0 | 0 | 0 | 0 | 0
Neuse Regional Water and Sewer Authority | 7.996 | 15 | 7.0279 |  | 93250 | 0 | 0 | 0 | 0 | 0.397 | 0.57113 | 0 | 95198 | 98349 | 102045 | 106339 | 110592 | Lenoir | 0 | 0 | 0 | 0 | 0 | 0 | 0 | 0 | 0 | 0 | 0 | 0 | 0 | 0 | 0 | 0 | 0 | 0 | 0 | 0 | 1 | 1 | 1 | 1 | 1 | 1.455 | 1.455 | 1.455 | 1.455 | 1.455 | 0 | 0 | 0 | 0 | 0 | 0 | 0 | 0 | 0 | 0
Martin County WD I | 0.13658 | 0.487 | 0 |  | 2103 | 0.083 | 0.008 | 0 | 0.001 | 0.015 | 0.029583 | 39.4674 | 2280 | 2189 | 2101 | 2017 | 1937 | Martin | 0.094 | 0.09 | 0.087 | 0.084 | 0.081 | 0.01 | 0.009 | 0.009 | 0.009 | 0.009 | 0 | 0 | 0 | 0 | 0 | 0.002 | 0.002 | 0.002 | 0.002 | 0.002 | 0.015 | 0.015 | 0.015 | 0.015 | 0.015 | 0.034 | 0.033 | 0.032 | 0.031 | 0.03 | 0 | 0 | 0 | 0 | 0 | 0 | 0 | 0 | 0 | 0
Martin County WD II | 0.12808 | 0.559 | 0 |  | 2408 | 0.095 | 0.004 | 0 | 0.014 | 0.01 | 0.0050833 | 39.4518 | 2613 | 2863 | 3113 | 3363 | 3613 | Martin | 0.11 | 0.12 | 0.131 | 0.139 | 0.148 | 0.004 | 0.004 | 0.005 | 0.006 | 0.007 | 0 | 0 | 0 | 0 | 0 | 0.005 | 0.005 | 0.006 | 0.007 | 0.008 | 0.01 | 0.01 | 0.01 | 0.01 | 0.01 | 0.013 | 0.014 | 0.015 | 0.016 | 0.017 | 0 | 0 | 0 | 0 | 0 | 0 | 0 | 0 | 0 | 0
Martin County Regional WASA | 1.0365 | 128.2 | 0.73419 |  | 0 | 0 | 0 | 0 | 0 | 0.175 | 0.12731 | ERROR | 0 | 0 | 0 | 0 | 0 | Martin | 0 | 0 | 0 | 0 | 0 | 0 | 0 | 0 | 0 | 0 | 0 | 0 | 0 | 0 | 0 | 0 | 0 | 0 | 0 | 0 | 0.2 | 0.2 | 0.2 | 0.2 | 0.2 | 0.145 | 0.145 | 0.145 | 0.145 | 0.145 | 0 | 0 | 0 | 0 | 0 | 0 | 0 | 0 | 0 | 0
Martin County Regional WASA Well | ERROR | 0 | 0 |  | #N/A | 0 | 0 | 0 | 0 | 0 | #VALUE! | ERROR | 0 | 0 | 0 | 0 | 0 | Martin | 0 | 0 | 0 | 0 | 0 | 0 | 0 | 0 | 0 | 0 | 0 | 0 | 0 | 0 | 0 | 0 | 0 | 0 | 0 | 0 | 0 | 0 | 0 | 0 | 0 | 0 | 0 | 0 | 0 | 0 | 0 | 0 | 0 | 0 | 0 | 0 | 0 | 0 | 0 | 0
Pasquotank County - RO | 1.1845 | 2.664 | 0.24 |  | 8000 | 0.337 | 0.128 | 0 | 0.103 | 0.323 | 0.0535 | 42.125 | 8200 | 8300 | 8400 | 8500 | 8600 | Pasquotank | 0.344 | 0.349 | 0.353 | 0.357 | 0.361 | 0.13 | 0.138 | 0.151 | 0.166 | 0.183 | 0 | 0 | 0 | 0 | 0 | 0.106 | 0.117 | 0.128 | 0.141 | 0.155 | 0.33 | 0.34 | 0.35 | 0.36 | 0.37 | 0.07 | 0.075 | 0.085 | 0.09 | 0.1 | 0 | 0 | 0 | 0 | 0 | 0 | 0 | 0 | 0 | 0
Wayne Water District Purchase | ERROR | 0 | 0 |  | 0 | 0 | 0 | 0 | 0 | 0 | #VALUE! | ERROR | 0 | 0 | 0 | 0 | 0 | Wayne | 0 | 0 | 0 | 0 | 0 | 0 | 0 | 0 | 0 | 0 | 0 | 0 | 0 | 0 | 0 | 0 | 0 | 0 | 0 | 0 | 0 | 0 | 0 | 0 | 0 | 0 | 0 | 0 | 0 | 0 | 0 | 0 | 0 | 0 | 0 | 0 | 0 | 0 | 0 | 0
Fork Township SD Purchase System | ERROR | 0 | 0 |  | #N/A | 0 | 0 | 0 | 0 | 0 | #VALUE! | ERROR | 0 | 0 | 0 | 0 | 0 | Wayne | 0 | 0 | 0 | 0 | 0 | 0 | 0 | 0 | 0 | 0 | 0 | 0 | 0 | 0 | 0 | 0 | 0 | 0 | 0 | 0 | 0 | 0 | 0 | 0 | 0 | 0 | 0 | 0 | 0 | 0 | 0 | 0 | 0 | 0 | 0 | 0 | 0 | 0 | 0 | 0
Columbus Co WSD II | 0.62333 | 0.648 | 0 |  | 4408 | 0.216 | 0.003 | 0.002 | 0.004 | 0.007 | 0.39133 | 49.0018 | 4475 | 4525 | 4585 | 4615 | 4675 | Columbus | 0.22 | 0.222 | 0.225 | 0.226 | 0.229 | 0.003 | 0.004 | 0.004 | 0.005 | 0.005 | 0.002 | 0.003 | 0.003 | 0.004 | 0.004 | 0.004 | 0.005 | 0.005 | 0.006 | 0.006 | 0.007 | 0.008 | 0.008 | 0.009 | 0.009 | 0.013 | 0.014 | 0.014 | 0.015 | 0.015 | 0 | 0 | 0 | 0 | 0 | 0 | 0 | 0 | 0 | 0
Columbus Co WSD III | 0.19692 | 0.648 | 0 |  | 3105 | 0.17 | 0.008 | 0.005 | 0 | 0.008 | 0.0059167 | 54.7504 | 3165 | 3220 | 3275 | 3315 | 3387 | Columbus | 0.173 | 0.178 | 0.18 | 0.182 | 0.186 | 0.007 | 0.008 | 0.008 | 0.009 | 0.009 | 0.004 | 0.005 | 0.005 | 0.006 | 0.006 | 0.001 | 0.001 | 0.002 | 0.002 | 0.003 | 0.009 | 0.01 | 0.01 | 0.011 | 0.011 | 0.022 | 0.022 | 0.023 | 0.024 | 0.024 | 0 | 0 | 0 | 0 | 0 | 0 | 0 | 0 | 0 | 0
Columbus Co WSD IV | 0.14183 | 0.385 | 0 |  | 2307 | 0.098 | 0.004 | 0.024 | 0.004 | 0.006 | 0.0058333 | 42.4794 | 2347 | 2383 | 2425 | 2467 | 2503 | Columbus | 0.094 | 0.0953 | 0.097 | 0.0987 | 0.1001 | 0.004 | 0.0045 | 0.005 | 0.0055 | 0.006 | 0.024 | 0.0245 | 0.025 | 0.0255 | 0.026 | 0.004 | 0.0045 | 0.005 | 0.0055 | 0.006 | 0.006 | 0.0065 | 0.007 | 0.0075 | 0.008 | 0.006 | 0.0065 | 0.007 | 0.0075 | 0.008 | 0 | 0 | 0 | 0 | 0 | 0 | 0 | 0 | 0 | 0
Sandyfield | 0.013333 | 0.03 | 0 |  | 455 | 0.012 | 0 | 0 | 0 | 0 | 0.0013333 | 26.3736 | 464 | 494 | 524 | 554 | 584 | Columbus | 0.0121 | 0.0128 | 0.0136 | 0.0144 | 0.0152 | 0 | 0 | 0 | 0 | 0 | 0 | 0 | 0 | 0 | 0 | 0 | 0 | 0 | 0 | 0 | 0.001 | 0.001 | 0.001 | 0.001 | 0.001 | 0.001 | 0.001 | 0.001 | 0.001 | 0.001 | 0 | 0 | 0 | 0 | 0 | 0 | 0 | 0 | 0 | 0
Pender County Utilities | 1.2736 | 6.1 | 0 |  | 17031 | 0.846 | 0.145 | 0.003 | 0.013 | 0.2 | 0.066583 | 49.6741 | 32500 | 52500 | 82500 | 117500 | 145000 | Pender | 1.3 | 2.1 | 3.3 | 4.7 | 5.8 | 0.3 | 0.4 | 0.6 | 1 | 1.2 | 0.1 | 0.5 | 0.8 | 1 | 1.3 | 0.013 | 0.013 | 0.013 | 0.013 | 0.013 | 0.2 | 0.3 | 0.5 | 0.7 | 0.8 | 0.1 | 0.1 | 0.2 | 0.3 | 0.4 | 0 | 0 | 6 | 0 | 0 | 0 | 0.6 | 1.1 | -0.2 | 0
0 | #N/A | #N/A | #N/A |  | #N/A | #N/A | #N/A | #N/A | #N/A | #N/A | #N/A | #N/A | #N/A | #N/A | #N/A | #N/A | #N/A | #N/A | #N/A | #N/A | #N/A | #N/A | #N/A | #N/A | #N/A | #N/A | #N/A | #N/A | #N/A | #N/A | #N/A | #N/A | #N/A | #N/A | #N/A | #N/A | #N/A | #N/A | #N/A | #N/A | #N/A | #N/A | #N/A | #N/A | #N/A | #N/A | #N/A | #N/A | #N/A | #N/A | #N/A | #N/A | #N/A | #N/A | #N/A | #N/A | #N/A | #N/A
0 | #N/A | #N/A | #N/A |  | #N/A | #N/A | #N/A | #N/A | #N/A | #N/A | #N/A | #N/A | #N/A | #N/A | #N/A | #N/A | #N/A | #N/A | #N/A | #N/A | #N/A | #N/A | #N/A | #N/A | #N/A | #N/A | #N/A | #N/A | #N/A | #N/A | #N/A | #N/A | #N/A | #N/A | #N/A | #N/A | #N/A | #N/A | #N/A | #N/A | #N/A | #N/A | #N/A | #N/A | #N/A | #N/A | #N/A | #N/A | #N/A | #N/A | #N/A | #N/A | #N/A | #N/A | #N/A | #N/A | #N/A | #N/A
0 | #N/A | #N/A | #N/A |  | #N/A | #N/A | #N/A | #N/A | #N/A | #N/A | #N/A | #N/A | #N/A | #N/A | #N/A | #N/A | #N/A | #N/A | #N/A | #N/A | #N/A | #N/A | #N/A | #N/A | #N/A | #N/A | #N/A | #N/A | #N/A | #N/A | #N/A | #N/A | #N/A | #N/A | #N/A | #N/A | #N/A | #N/A | #N/A | #N/A | #N/A | #N/A | #N/A | #N/A | #N/A | #N/A | #N/A | #N/A | #N/A | #N/A | #N/A | #N/A | #N/A | #N/A | #N/A | #N/A | #N/A | #N/A
0 | #N/A | #N/A | #N/A |  | #N/A | #N/A | #N/A | #N/A | #N/A | #N/A | #N/A | #N/A | #N/A | #N/A | #N/A | #N/A | #N/A | #N/A | #N/A | #N/A | #N/A | #N/A | #N/A | #N/A | #N/A | #N/A | #N/A | #N/A | #N/A | #N/A | #N/A | #N/A | #N/A | #N/A | #N/A | #N/A | #N/A | #N/A | #N/A | #N/A | #N/A | #N/A | #N/A | #N/A | #N/A | #N/A | #N/A | #N/A | #N/A | #N/A | #N/A | #N/A | #N/A | #N/A | #N/A | #N/A | #N/A | #N/A
0 | #N/A | #N/A | #N/A |  | #N/A | #N/A | #N/A | #N/A | #N/A | #N/A | #N/A | #N/A | #N/A | #N/A | #N/A | #N/A | #N/A | #N/A | #N/A | #N/A | #N/A | #N/A | #N/A | #N/A | #N/A | #N/A | #N/A | #N/A | #N/A | #N/A | #N/A | #N/A | #N/A | #N/A | #N/A | #N/A | #N/A | #N/A | #N/A | #N/A | #N/A | #N/A | #N/A | #N/A | #N/A | #N/A | #N/A | #N/A | #N/A | #N/A | #N/A | #N/A | #N/A | #N/A | #N/A | #N/A | #N/A | #N/A
0 | #N/A | #N/A | #N/A |  | #N/A | #N/A | #N/A | #N/A | #N/A | #N/A | #N/A | #N/A | #N/A | #N/A | #N/A | #N/A | #N/A | #N/A | #N/A | #N/A | #N/A | #N/A | #N/A | #N/A | #N/A | #N/A | #N/A | #N/A | #N/A | #N/A | #N/A | #N/A | #N/A | #N/A | #N/A | #N/A | #N/A | #N/A | #N/A | #N/A | #N/A | #N/A | #N/A | #N/A | #N/A | #N/A | #N/A | #N/A | #N/A | #N/A | #N/A | #N/A | #N/A | #N/A | #N/A | #N/A | #N/A | #N/A
0 | #N/A | #N/A | #N/A |  | #N/A | #N/A | #N/A | #N/A | #N/A | #N/A | #N/A | #N/A | #N/A | #N/A | #N/A | #N/A | #N/A | #N/A | #N/A | #N/A | #N/A | #N/A | #N/A | #N/A | #N/A | #N/A | #N/A | #N/A | #N/A | #N/A | #N/A | #N/A | #N/A | #N/A | #N/A | #N/A | #N/A | #N/A | #N/A | #N/A | #N/A | #N/A | #N/A | #N/A | #N/A | #N/A | #N/A | #N/A | #N/A | #N/A | #N/A | #N/A | #N/A | #N/A | #N/A | #N/A | #N/A | #N/A
0 | #N/A | #N/A | #N/A |  | #N/A | #N/A | #N/A | #N/A | #N/A | #N/A | #N/A | #N/A | #N/A | #N/A | #N/A | #N/A | #N/A | #N/A | #N/A | #N/A | #N/A | #N/A | #N/A | #N/A | #N/A | #N/A | #N/A | #N/A | #N/A | #N/A | #N/A | #N/A | #N/A | #N/A | #N/A | #N/A | #N/A | #N/A | #N/A | #N/A | #N/A | #N/A | #N/A | #N/A | #N/A | #N/A | #N/A | #N/A | #N/A | #N/A | #N/A | #N/A | #N/A | #N/A | #N/A | #N/A | #N/A | #N/A
0 | #N/A | #N/A | #N/A |  | #N/A | #N/A | #N/A | #N/A | #N/A | #N/A | #N/A | #N/A | #N/A | #N/A | #N/A | #N/A | #N/A | #N/A | #N/A | #N/A | #N/A | #N/A | #N/A | #N/A | #N/A | #N/A | #N/A | #N/A | #N/A | #N/A | #N/A | #N/A | #N/A | #N/A | #N/A | #N/A | #N/A | #N/A | #N/A | #N/A | #N/A | #N/A | #N/A | #N/A | #N/A | #N/A | #N/A | #N/A | #N/A | #N/A | #N/A | #N/A | #N/A | #N/A | #N/A | #N/A | #N/A | #N/A
0 | #N/A | #N/A | #N/A |  | #N/A | #N/A | #N/A | #N/A | #N/A | #N/A | #N/A | #N/A | #N/A | #N/A | #N/A | #N/A | #N/A | #N/A | #N/A | #N/A | #N/A | #N/A | #N/A | #N/A | #N/A | #N/A | #N/A | #N/A | #N/A | #N/A | #N/A | #N/A | #N/A | #N/A | #N/A | #N/A | #N/A | #N/A | #N/A | #N/A | #N/A | #N/A | #N/A | #N/A | #N/A | #N/A | #N/A | #N/A | #N/A | #N/A | #N/A | #N/A | #N/A | #N/A | #N/A | #N/A | #N/A | #N/A
0 | #N/A | #N/A | #N/A |  | #N/A | #N/A | #N/A | #N/A | #N/A | #N/A | #N/A | #N/A | #N/A | #N/A | #N/A | #N/A | #N/A | #N/A | #N/A | #N/A | #N/A | #N/A | #N/A | #N/A | #N/A | #N/A | #N/A | #N/A | #N/A | #N/A | #N/A | #N/A | #N/A | #N/A | #N/A | #N/A | #N/A | #N/A | #N/A | #N/A | #N/A | #N/A | #N/A | #N/A | #N/A | #N/A | #N/A | #N/A | #N/A | #N/A | #N/A | #N/A | #N/A | #N/A | #N/A | #N/A | #N/A | #N/A
0 | #N/A | #N/A | #N/A |  | #N/A | #N/A | #N/A | #N/A | #N/A | #N/A | #N/A | #N/A | #N/A | #N/A | #N/A | #N/A | #N/A | #N/A | #N/A | #N/A | #N/A | #N/A | #N/A | #N/A | #N/A | #N/A | #N/A | #N/A | #N/A | #N/A | #N/A | #N/A | #N/A | #N/A | #N/A | #N/A | #N/A | #N/A | #N/A | #N/A | #N/A | #N/A | #N/A | #N/A | #N/A | #N/A | #N/A | #N/A | #N/A | #N/A | #N/A | #N/A | #N/A | #N/A | #N/A | #N/A | #N/A | #N/A
0 | #N/A | #N/A | #N/A |  | #N/A | #N/A | #N/A | #N/A | #N/A | #N/A | #N/A | #N/A | #N/A | #N/A | #N/A | #N/A | #N/A | #N/A | #N/A | #N/A | #N/A | #N/A | #N/A | #N/A | #N/A | #N/A | #N/A | #N/A | #N/A | #N/A | #N/A | #N/A | #N/A | #N/A | #N/A | #N/A | #N/A | #N/A | #N/A | #N/A | #N/A | #N/A | #N/A | #N/A | #N/A | #N/A | #N/A | #N/A | #N/A | #N/A | #N/A | #N/A | #N/A | #N/A | #N/A | #N/A | #N/A | #N/A
0 | #N/A | #N/A | #N/A |  | #N/A | #N/A | #N/A | #N/A | #N/A | #N/A | #N/A | #N/A | #N/A | #N/A | #N/A | #N/A | #N/A | #N/A | #N/A | #N/A | #N/A | #N/A | #N/A | #N/A | #N/A | #N/A | #N/A | #N/A | #N/A | #N/A | #N/A | #N/A | #N/A | #N/A | #N/A | #N/A | #N/A | #N/A | #N/A | #N/A | #N/A | #N/A | #N/A | #N/A | #N/A | #N/A | #N/A | #N/A | #N/A | #N/A | #N/A | #N/A | #N/A | #N/A | #N/A | #N/A | #N/A | #N/A
0 | #N/A | #N/A | #N/A |  | #N/A | #N/A | #N/A | #N/A | #N/A | #N/A | #N/A | #N/A | #N/A | #N/A | #N/A | #N/A | #N/A | #N/A | #N/A | #N/A | #N/A | #N/A | #N/A | #N/A | #N/A | #N/A | #N/A | #N/A | #N/A | #N/A | #N/A | #N/A | #N/A | #N/A | #N/A | #N/A | #N/A | #N/A | #N/A | #N/A | #N/A | #N/A | #N/A | #N/A | #N/A | #N/A | #N/A | #N/A | #N/A | #N/A | #N/A | #N/A | #N/A | #N/A | #N/A | #N/A | #N/A | #N/A
0 | #N/A | #N/A | #N/A |  | #N/A | #N/A | #N/A | #N/A | #N/A | #N/A | #N/A | #N/A | #N/A | #N/A | #N/A | #N/A | #N/A | #N/A | #N/A | #N/A | #N/A | #N/A | #N/A | #N/A | #N/A | #N/A | #N/A | #N/A | #N/A | #N/A | #N/A | #N/A | #N/A | #N/A | #N/A | #N/A | #N/A | #N/A | #N/A | #N/A | #N/A | #N/A | #N/A | #N/A | #N/A | #N/A | #N/A | #N/A | #N/A | #N/A | #N/A | #N/A | #N/A | #N/A | #N/A | #N/A | #N/A | #N/A
0 | #N/A | #N/A | #N/A |  | #N/A | #N/A | #N/A | #N/A | #N/A | #N/A | #N/A | #N/A | #N/A | #N/A | #N/A | #N/A | #N/A | #N/A | #N/A | #N/A | #N/A | #N/A | #N/A | #N/A | #N/A | #N/A | #N/A | #N/A | #N/A | #N/A | #N/A | #N/A | #N/A | #N/A | #N/A | #N/A | #N/A | #N/A | #N/A | #N/A | #N/A | #N/A | #N/A | #N/A | #N/A | #N/A | #N/A | #N/A | #N/A | #N/A | #N/A | #N/A | #N/A | #N/A | #N/A | #N/A | #N/A | #N/A

## Master Data Set 2016 (hidden)
Projection Period Begin Yr (e.g. 2020, 2030, etc) = | 2020 | Historical End Year (i.e. reporting year) = | 2016 | Historical Begin Year = | 2011
Name | Water Withdrawn/Purchased | Available Supply | Water Sold | Pop - Begin Year | Pop - End Year | Demand-Res | Demand-Comm | Demand-Ind | Demand-Inst | Demand-Sys Proc | Demand-UAFW | GPCD-Res | Population2020 | Population2030 | Population2040 | Population2050 | Population2060 | County | Residential2020 | Residential2030 | Residential2040 | Residential2050 | Residential2060 | Commercial2020 | Commercial2030 | Commercial2040 | Commercial2050 | Commercial2060 | Industrial2020 | Industrial2030 | Industrial2040 | Industrial2050 | Industrial2060 | Institutional2020 | Institutional2030 | Institutional2040 | Institutional2050 | Institutional2060 | System Process2020 | System Process2030 | System Process2040 | System Process2050 | System Process2060 | UAFW2020 | UAFW2030 | UAFW2040 | UAFW2050 | UAFW2060 | 2020Future Supplies | 2030Future Supplies | 2040Future Supplies | 2050Future Supplies | 2060Future Supplies | 2020Projected Sales | 2030Projected Sales | 2040Projected Sales | 2050Projected Sales | 2060Projected Sales
AAA-1 Water Authority (test) | ERROR | 50 | 0 |  | #N/A | 0 | 0 | 0 | 0 | 0 | #VALUE! | ERROR | 49000 | 69000 | 70000 | 71000 | 73000 | Alamance | 3.5 | 5 | #N/A | 5.6 | 6.7 | 1.25 | 1.6 | 1.64 | 1.67 | 1.7 | 2 | 2.2 | 2.5 | 2.7 | 2.9 | 1.1 | 1.2 | 1.3 | 1.45 | 1.6 | 0.7 | 0.9 | 0.98 | 1 | 1.08 | 2.114 | 2.696 | 2.948 | 3.072 | 3.457 | 0 | 0 | 0 | 0 | 0 | 0 | 0 | 0 | 0 | 0
Aberdeen | 1.2052 | 1.96 | 0.3167 |  | 7350 | 0.509 | 0.242 | 0.036 | 0.039 | 0 | 0.062551 | 69.2517 | 7840 | 8782 | 9835 | 11015 | 13219 | Moore | 0.585 | 0.655 | 0.733 | 0.821 | 0.9 | 0.23 | 0.344 | 0.53 | 0.716 | 0.91 | 0.051 | 0.071 | 0.1 | 0.12 | 0.15 | 0.061 | 0.066 | 0.069 | 0.078 | 0.083 | 0.023 | 0.032 | 0.036 | 0.047 | 0.055 | 0.147 | 0.18 | 0.229 | 0.291 | 0.361 | 0.6 | 0.3 | 0.3 | 0.3 | 0 | 0 | 0 | 0 | 0 | 0
Ahoskie | 0.69675 | 2.005 | 0 |  | 5000 | 0.5 | 0.2 | 0 | 0 | 0 | -0.00325 | 100 | 5150 | 5300 | 5500 | 5700 | 5900 | Hertford | 0.47 | 0.479 | 0.53 | 0.589 | 0.7 | 0.071 | 0.072 | 0.074 | 0.081 | 0.1 | 0.023 | 0.023 | 0.03 | 0.04 | 0.05 | 0.046 | 0.047 | 0.049 | 0.041 | 0.05 | 0.03 | 0.03 | 0.03 | 0.03 | 0.03 | 0.024 | 0.025 | 0.027 | 0.029 | 0.049 | 0 | 0 | 0 | 0 | 0 | 0 | 0 | 0 | 0 | 0
Alamance | 0.060417 | 0.5 | 0 |  | 1000 | 0.049 | 0.003 | 0.001 | 0.003 | 0 | 0.0044167 | 49 | 1100 | 1200 | 1320 | 1450 | 1600 | Alamance | 0.063 | 0.068 | 0.075 | 0.083 | 0.091 | 0.003 | 0.004 | 0.004 | 0.005 | 0.005 | 0.003 | 0.003 | 0.003 | 0.004 | 0.004 | 0.005 | 0.005 | 0.006 | 0.006 | 0.006 | 0 | 0 | 0 | 0 | 0 | 0.003 | 0.003 | 0.004 | 0.004 | 0.004 | 0 | 0 | 0 | 0 | 0 | 0 | 0 | 0 | 0 | 0
Albemarle | 7.1825 | 18 | 2.46 |  | 16000 | 0.67 | 2.15 | 1.11 | 0 | 0.06 | 0.7325 | 41.875 | 17000 | 19000 | 21000 | 23000 | 25000 | Stanly | 0.9 | 1 | 1.1 | 1.2 | 1.4 | 0.99 | 1.1 | 1.2 | 1.4 | 1.5 | 1.36 | 1.5 | 1.7 | 1.9 | 2.1 | 0.06 | 0.07 | 0.08 | 0.09 | 0.1 | 0.36 | 0.39 | 0.43 | 0.47 | 0.51 | 0.478 | 0.529 | 0.588 | 0.659 | 0.731 | 0 | 0 | 0 | 0 | 0 | 0 | 0 | 0 | 0 | 0
Alexander County WD | 0.9055 | 2 | 0.001 |  | 11138 | 0.638 | 0.286 | 0 | 0 | 0.083 | -0.1025 | 57.2814 | 11957 | 12315 | 12684 | 13064 | 13455 | Alexander | 0.633 | 0.653 | 0.672 | 0.692 | 0.713 | 0.24 | 0.247 | 0.255 | 0.262 | 0.27 | 0 | 0 | 0 | 0 | 0 | 0 | 0 | 0 | 0 | 0 | 0.084 | 0.087 | 0.089 | 0.092 | 0.095 | 0.103 | 0.106 | 0.109 | 0.113 | 0.116 | 0 | 0 | 0 | 0 | 0 | 0 | 0 | 0 | 0 | 0
Andrews | 0.72717 | 1.6 | 0 |  | 3359 | 0.268 | 0.13 | 0.06 | 0.01 | 0.06 | 0.19917 | 79.7857 | 4533 | 4902 | 5328 | 5791 | 6210 | Cherokee | 0.45 | 0.49 | 0.53 | 0.58 | 0.62 | 0.135 | 0.15 | 0.165 | 0.18 | 0.195 | 0.037 | 0.04 | 0.045 | 0.049 | 0.055 | 0.004 | 0.004 | 0.004 | 0.005 | 0.005 | 0.095 | 0.1 | 0.1 | 0.1 | 0.1 | 0.052 | 0.056 | 0.06 | 0.065 | 0.07 | 0 | 0 | 0 | 0 | 0 | 0 | 0 | 0 | 0 | 0
Angier | 0.49767 | 2.02 | 0 |  | 6360 | 0.29 | 0.042 | 0.006 | 0.015 | 0.08 | 0.064667 | 45.5975 | 8000 | 10000 | 15000 | 20000 | 25000 | Harnett | 0.4 | 0.487 | 0.731 | 0.974 | 1.2 | 0.061 | 0.085 | 0.1 | 0.125 | 0.15 | 0.006 | 0.01 | 0.013 | 0.016 | 0.019 | 0.006 | 0.01 | 0.012 | 0.015 | 0.018 | 0.006 | 0.008 | 0.009 | 0.01 | 0.011 | 0.077 | 0.12 | 0.148 | 0.23 | 0.24 | 0 | 0 | 0 | 0 | 0 | 0 | 0 | 0 | 0 | 0
Anson Co | 7.6821 | 16 | 4.3018 |  | 26161 | 0.768 | 0.292 | 0.433 | 0.313 | 0.77 | 0.80433 | 29.3567 | 24909 | 24094 | 24500 | 25000 | 25500 | Anson | 0.8 | 0.83 | 0.86 | 0.93 | 0.97 | 0.32 | 0.35 | 0.38 | 0.41 | 0.44 | 0.421 | 0.424 | 0.427 | 0.43 | 0.433 | 0.3 | 0.3 | 0.32 | 0.35 | 0.37 | 0.72 | 0.79 | 0.8 | 0.82 | 0.86 | 0.832 | 0.875 | 0.886 | 0.955 | 0.998 | 0 | 0 | 0 | 0 | 0 | 0 | 0 | 0 | 0 | 0
Ansonville | 0.14167 | 0.2 | 0 |  | 1123 | 0.058 | 0.048 | 0 | 0 | 0.009 | 0.026667 | 51.6474 | 1164 | 1222 | 1283 | 1347 | 1414 | Anson | 0.062 | 0.062 | 0.063 | 0.064 | 0.066 | 0.058 | 0.058 | 0.06 | 0.06 | 0.061 | 0 | 0 | 0 | 0 | 0 | 0 | 0 | 0 | 0 | 0 | 0.009 | 0.009 | 0.009 | 0.009 | 0.009 | 0.021 | 0.021 | 0.022 | 0.022 | 0.022 | 0 | 0 | 0 | 0 | 0 | 0 | 0 | 0 | 0 | 0
Apex | 4.2858 | 8.5 | 0.0090247 |  | 46362 | 2.213 | 0.896 | 0 | 0 | 0.8 | 0.36781 | 47.7331 | 57562 | 89392 | 100470 | 109190 | 112240 | Wake | 3.2 | 4.5 | 6 | 6.6 | 6.7 | 0.9 | 1.1 | 1.3 | 1.5 | 1.7 | 0.1 | 0.2 | 0.3 | 0.3 | 0.3 | 0.1 | 0.1 | 0.2 | 0.2 | 0.2 | 0.8 | 1.1 | 1.4 | 1.6 | 1.7 | 0.485 | 0.666 | 0.876 | 0.971 | 1.009 | 2.1 | 1.1 | 0 | 0 | 0 | 0 | 0 | 0 | 0 | 0
Appalachian State University | 0.32225 | 2 | 0 |  | 11150 | 0 | 0 | 0 | 0.236 | 0.012 | 0.07425 | 0 | 15000 | 17000 | 19000 | 20000 | 20000 | Watauga | 0 | 0 | 0 | 0 | 0 | 0 | 0 | 0 | 0 | 0 | 0 | 0 | 0 | 0 | 0 | 0.35 | 0.38 | 0.42 | 0.45 | 0.5 | 0.01 | 0.01 | 0.01 | 0.01 | 0.01 | 0.08 | 0.08 | 0.08 | 0.08 | 0.08 | 0 | 0 | 0 | 0 | 0 | 0 | 0 | 0 | 0 | 0
Archdale | 0.848 | 1.559 | 0.0003726 |  | 11415 | 0.51 | 0.116 | 0.016 | 0.034 | 0.01 | 0.16163 | 44.6781 | 13000 | 14000 | 15000 | 16000 | 17000 | Randolph | 0.69 | 0.7 | 0.705 | 0.715 | 0.72 | 0.155 | 0.16 | 0.165 | 0.17 | 0.175 | 0.035 | 0.035 | 0.035 | 0.035 | 0.035 | 0.04 | 0.042 | 0.044 | 0.045 | 0.045 | 0.007 | 0.007 | 0.007 | 0.007 | 0.007 | 0.18 | 0.184 | 0.19 | 0.195 | 0.2 | 0 | 0 | 0 | 0 | 0 | 0 | 0 | 0 | 0 | 0
Asheboro | 4.6986 | 19.5 | 0.24367 |  | 25740 | 1.645 | 0.564 | 1.574 | 0.211 | 0.21 | 0.25092 | 63.9083 | 30689 | 34128 | 37878 | 41627 | 45000 | Randolph | 2.547 | 2.833 | 3.144 | 3.455 | 3.7 | 1.865 | 2.144 | 2.466 | 2.836 | 3.2 | 1.872 | 2.247 | 2.697 | 3.235 | 3.5 | 0.317 | 0.349 | 0.384 | 0.422 | 0.5 | 0.18 | 0.19 | 0.2 | 0.21 | 0.22 | 0.406 | 0.465 | 0.533 | 0.609 | 0.667 | 0 | 0 | 0 | 0 | 0 | 0 | 0 | 0 | 0 | 0
Asheville | 20.0892 | 43.5 | 0.74403 |  | 125000 | 8.55 | 3.819 | 0.688 | 1.892 | 0.975 | 3.4211 | 68.4 | 135357 | 149518 | 165161 | 182441 | 201528 | Buncombe | 9.258 | 10.227 | 11.297 | 12.479 | 13.785 | 4.135 | 4.568 | 5.046 | 5.574 | 6.157 | 0.716 | 0.753 | 0.791 | 0.832 | 0.874 | 2.049 | 2.263 | 2.5 | 2.761 | 3.05 | 1.056 | 1.166 | 1.288 | 1.423 | 1.572 | 5.884 | 6.185 | 6.501 | 6.834 | 7.183 | 0 | 0 | 0 | 0 | 0 | 0.75 | 0 | 0 | 0 | 0
Atlantic Beach | 0.65125 | 1.74 | 0 |  | 6380 | 0.489 | 0.081 | 0 | 0.006 | 0.05 | 0.02525 | 76.6458 | 6444 | 6540 | 6670 | 6736 | 6940 | Carteret | 0.472 | 0.498 | 0.527 | 0.552 | 0.584 | 0.094 | 0.095 | 0.096 | 0.099 | 0.102 | 0 | 0 | 0 | 0 | 0 | 0.007 | 0.007 | 0.007 | 0.01 | 0.012 | 0.025 | 0.025 | 0.025 | 0.025 | 0.028 | 0.062 | 0.069 | 0.07 | 0.073 | 0.075 | 0 | 0 | 0 | 0 | 0 | 0 | 0 | 0 | 0 | 0
Aulander | 0.07125 | 0.504 | 0 |  | 1438 | 0.027 | 0.003 | 0.002 | 0.002 | 0.005 | 0.03225 | 18.7761 | 1375 | 1325 | 1250 | 1200 | 1150 | Bertie | 0.083 | 0.08 | 0.075 | 0.072 | 0.07 | 0.004 | 0.004 | 0.004 | 0.004 | 0.004 | 0.004 | 0.004 | 0.004 | 0.004 | 0.004 | 0.002 | 0.002 | 0.002 | 0.002 | 0.002 | 0 | 0 | 0 | 0 | 0 | 0.023 | 0.022 | 0.021 | 0.02 | 0.019 | 0 | 0 | 0 | 0 | 0 | 0 | 0 | 0 | 0 | 0
Aurora | 0.045583 | 0.36 | 0 |  | 505 | 0.02 | 0.013 | 0 | 0.001 | 0 | 0.011583 | 39.604 | 610 | 625 | 640 | 650 | 650 | Beaufort | 0.032 | 0.032 | 0.035 | 0.037 | 0.037 | 0.011 | 0.013 | 0.014 | 0.015 | 0.017 | 0 | 0 | 0 | 0 | 0 | 0.003 | 0.003 | 0.003 | 0.003 | 0.003 | 0.004 | 0.004 | 0.004 | 0.004 | 0.004 | 0.009 | 0.009 | 0.01 | 0.01 | 0.011 | 0 | 0 | 0 | 0 | 0 | 0 | 0 | 0 | 0 | 0
Autryville | 0.0275 | 0.065 | 0.002 |  | 253 | 0.01 | 0.01 | 0 | 0 | 0 | 0.0055 | 39.5257 | 466 | 480 | 490 | 500 | 520 | Sampson | 0.022 | 0.025 | 0.027 | 0.028 | 0.029 | 0.001 | 0.004 | 0.005 | 0.006 | 0.007 | 0 | 0 | 0 | 0 | 0 | 0 | 0.001 | 0.001 | 0.001 | 0.001 | 0.001 | 0.001 | 0.001 | 0.001 | 0.001 | 0.007 | 0.009 | 0.01 | 0.011 | 0.011 | 0 | 0 | 0 | 0 | 0 | 0 | 0 | 0 | 0 | 0
Ayden | 0.48633 | 1.171 | 0 |  | 5018 | 0.239 | 0.058 | 0.016 | 0.019 | 0.009 | 0.14533 | 47.6285 | 5202 | 5373 | 5500 | 5790 | 6090 | Pitt | 0.241 | 0.245 | #N/A | 0.267 | 0.271 | 0.058 | 0.06 | 0.062 | 0.064 | 0.069 | 0.018 | 0.02 | 0.023 | 0.026 | 0.029 | 0.021 | 0.023 | 0.025 | 0.028 | 0.034 | 0.01 | 0.01 | 0.01 | 0.01 | 0.01 | 0.073 | 0.075 | 0.075 | 0.075 | 0.075 | 0.045 | 0 | 0 | 0 | 0 | 0.054 | 0 | 0 | 0 | 0
Badin Shores Resort | 0.065833 | 0.068 | 0 |  | 300 | 0.05 | 0 | 0 | 0 | 0 | 0.015833 | 166.6667 | 350 | 400 | 425 | 450 | 500 | Montgomery | 0.05 | 0.05 | 0.05 | 0.05 | 0.05 | 0 | 0 | 0 | 0 | 0 | 0 | 0 | 0 | 0 | 0 | 0 | 0 | 0 | 0 | 0 | 0 | 0 | 0 | 0 | 0 | 0.01 | 0.01 | 0.01 | 0.01 | 0.01 | 0 | 0 | 0 | 0 | 0 | 0 | 0 | 0 | 0 | 0
Bailey | 0.04875 | 0.295 | 0 |  | 545 | 0.028 | 0.007 | 0 | 0.003 | 0.005 | 0.00575 | 51.3761 | 600 | 600 | 600 | 600 | 600 | Nash | 0.029 | 0.031 | 0.033 | 0.035 | 0.037 | 0.008 | 0.009 | 0.01 | 0.011 | 0.012 | 0 | 0 | 0 | 0 | 0 | 0.004 | 0.004 | 0.004 | 0.004 | 0.004 | 0.005 | 0.006 | 0.006 | 0.006 | 0.006 | 0.006 | 0.007 | 0.007 | 0.008 | 0.008 | 0 | 0 | 0 | 0 | 0 | 0 | 0 | 0 | 0 | 0
Bakersville | 0.068583 | 0.066 | 0 |  | 464 | 0.025 | 0.015 | 0 | 0.005 | 0.001 | 0.022583 | 53.8793 | 484 | 504 | 524 | 544 | 564 | Mitchell | 0.027 | 0.029 | 0.031 | 0.033 | 0.035 | 0.011 | 0.012 | 0.013 | 0.014 | 0.015 | 0 | 0 | 0 | 0 | 0 | 0.005 | 0.006 | 0.007 | 0.008 | 0.009 | 0 | 0 | 0 | 0 | 0 | 0.016 | 0.017 | 0.019 | 0.02 | 0.022 | 0.029 | 0 | 0 | 0 | 0 | 0 | 0 | 0 | 0 | 0
Bald Head Island Utilities | 0.2295 | 0.923 | 0 |  | 210 | 0.138 | 0.038 | 0 | 0 | 0.038 | 0.0155 | 657.1429 | 220 | 230 | 240 | 250 | 260 | Brunswick | 0.133 | 0.144 | 0.155 | 0.166 | 0.177 | 0.05 | 0.051 | 0.052 | 0.053 | 0.054 | 0 | 0 | 0 | 0 | 0 | 0 | 0 | 0 | 0 | 0 | 0.03 | 0.03 | 0.03 | 0.03 | 0.03 | 0.03 | 0.031 | 0.033 | 0.035 | 0.036 | 0.112 | 0 | 0 | 0 | 0 | 0 | 0 | 0 | 0 | 0
Banner Elk | 0.22508 | 0.366 | 0.028285 |  | 1075 | 0.039 | 0.026 | 0 | 0.001 | 0.001 | 0.1298 | 36.2791 | 1082 | 1121 | 1160 | 1202 | 1244 | Avery | 0.047 | 0.048 | 0.05 | 0.052 | 0.054 | 0.026 | 0.027 | 0.028 | 0.029 | 0.03 | 0 | 0 | 0 | 0 | 0 | 0.002 | 0.002 | 0.002 | 0.002 | 0.002 | 0.002 | 0.002 | 0.002 | 0.002 | 0.002 | 0.148 | 0.152 | 0.158 | 0.164 | 0.169 | 0 | 0 | 0 | 0 | 0 | 0 | 0 | 0 | 0 | 0
Bath | 0.020083 | 0.166 | 0 |  | 290 | 0.01 | 0.002 | 0 | 0.006 | 0.001 | 0.0010833 | 34.4828 | 320 | 330 | 340 | 350 | 360 | Beaufort | 0.015 | 0.016 | 0.018 | 0.02 | 0.022 | 0.003 | 0.004 | 0.005 | 0.006 | 0.007 | 0 | 0 | 0 | 0 | 0 | 0.004 | 0.004 | 0.004 | 0.005 | 0.005 | 0.001 | 0.001 | 0.001 | 0.001 | 0.001 | 0.001 | 0.001 | 0.001 | 0.002 | 0.002 | 0 | 0 | 0 | 0 | 0 | 0 | 0 | 0 | 0 | 0
Baton Water Corporation | 0.51325 | 0.333 | 0.010027 |  | 6311 | 0.371 | 0.016 | 0.003 | 0.015 | 0.008 | 0.090223 | 58.7862 | 6361 | 6488 | 6618 | 6750 | 6885 | Caldwell | 0.373 | 0.38 | 0.387 | 0.394 | 0.401 | 0.016 | 0.016 | 0.016 | 0.016 | 0.016 | 0.003 | 0.003 | 0.003 | 0.003 | 0.003 | 0.015 | 0.015 | 0.015 | 0.015 | 0.015 | 0.007 | 0.007 | 0.007 | 0.006 | 0.006 | 0.09 | 0.092 | 0.093 | 0.095 | 0.096 | 0.68 | 0 | 0 | 0 | 0 | 0 | 0 | 0 | 0 | 0
Bayleaf Master | 1.6856 | 3.911 | 0 |  | 14578 | 1.408 | 0.055 | 0 | 0 | 0.021 | 0.20158 | 96.5839 | 15458 | 15858 | 16175 | 16498 | 16828 | Wake | 1.527 | 1.567 | 1.598 | 1.63 | 1.663 | 0.058 | 0.06 | 0.065 | 0.07 | 0.075 | 0 | 0 | 0 | 0 | 0 | 0 | 0 | 0 | 0 | 0 | 0 | 0 | 0 | 0 | 0 | 0.674 | 0.692 | 0.707 | 0.723 | 0.739 | 0 | 0 | 0 | 0 | 0 | 0 | 0 | 0 | 0 | 0
Beaufort | 0.46558 | 1.494 | 0.0010959 |  | 4539 | 0.291 | 0.097 | 0.005 | 0.016 | 0.024 | 0.031487 | 64.111 | 4500 | 4815 | 5152 | 5515 | 5900 | Carteret | 0.289 | 0.31 | 0.33 | 0.354 | 0.38 | 0.075 | 0.08 | 0.09 | 0.1 | 0.11 | 0 | 0 | 0 | 0 | 0 | 0.02 | 0.023 | 0.025 | 0.03 | 0.032 | 0.04 | 0.041 | 0.054 | 0.067 | 0.08 | 0.038 | 0.041 | 0.054 | 0.067 | 0.08 | 0 | 0 | 0 | 0 | 0 | 0 | 0 | 0 | 0 | 0
Beaufort Co (Northside) | 1.2429 | 1.648 | 0.0015671 |  | 22812 | 0.962 | 0.04 | 0 | 0 | 0.156 | 0.08335 | 42.1708 | 23320 | 24590 | 25860 | 27130 | 28400 | Beaufort | 0.999 | 1.019 | 1.039 | 1.059 | 1.079 | 0.04 | 0.041 | 0.042 | 0.043 | 0.044 | 0 | 0 | 0 | 0 | 0 | 0 | 0 | 0 | 0 | 0 | 0.181 | 0.183 | 0.185 | 0.187 | 0.189 | 0.086 | 0.088 | 0.09 | 0.091 | 0.093 | 0 | 0 | 0 | 0 | 0 | 0 | 0 | 0 | 0 | 0
Beaufort Co (Southside) | 0.78725 | 2.52 | 0.14084 |  | 9398 | 0.374 | 0.006 | 0.04 | 0 | 0.14 | 0.086414 | 39.7957 | 10000 | 10100 | 10200 | 10300 | 10400 | Beaufort | 0.45 | 0.455 | 0.46 | 0.465 | 0.47 | 0.01 | 0.01 | 0.01 | 0.01 | 0.01 | 0.045 | 0.046 | 0.047 | 0.048 | 0.049 | 0 | 0 | 0 | 0 | 0 | 0.154 | 0.156 | 0.158 | 0.16 | 0.162 | 0.104 | 0.105 | 0.106 | 0.107 | 0.109 | 0.72 | 0 | 0 | 0 | 0 | 0 | 0 | 0 | 0 | 0
Beech Mountain | 0.34842 | 0.3 | 0 |  | 340 | 0.096 | 0.019 | 0 | 0 | 0.041 | 0.19242 | 282.3529 | 382 | 487 | 592 | 697 | 802 | Watauga | 0.018 | 0.023 | 0.027 | 0.032 | 0.036 | 0.121 | 0.151 | 0.182 | 0.212 | 0.243 | 0 | 0 | 0 | 0 | 0 | 0.002 | 0.002 | 0.002 | 0.002 | 0.002 | 0.03 | 0.03 | 0.03 | 0.03 | 0.03 | 0.187 | 0.177 | 0.167 | 0.157 | 0.147 | 2 | 0 | 0 | 0 | 0 | 1.8 | 0 | 0 | 0 | 0
Belhaven | 0.153 | 0.448 | 0 |  | 1568 | 0.063 | 0.022 | 0 | 0.005 | 0.031 | 0.032 | 40.1786 | 1800 | 1836 | 1891 | 1985 | 2144 | Beaufort | 0.06 | 0.065 | 0.069 | 0.073 | 0.075 | 0.024 | 0.025 | 0.027 | 0.029 | 0.016 | 0 | 0 | 0 | 0 | 0 | 0.006 | 0.006 | 0.007 | 0.008 | 0.008 | 0.038 | 0.038 | 0.039 | 0.039 | 0.04 | 0.032 | 0.034 | 0.036 | 0.037 | 0.035 | 0 | 0 | 0 | 0 | 0 | 0 | 0 | 0 | 0 | 0
Bell Arthur WC | 0.58858 | 2.209 | 0 |  | 9700 | 0.5 | 0.002 | 0 | 0.001 | 0.024 | 0.061583 | 51.5464 | 9800 | 9900 | 10000 | 10500 | 10550 | Pitt | 0.505 | 0.51 | #N/A | 0.54 | 0.55 | 0.002 | 0.002 | 0.003 | 0.003 | 0.004 | 0 | 0 | 0 | 0 | 0 | 0.001 | 0.002 | 0.002 | 0.003 | 0.003 | 0.04 | 0.045 | 0.05 | 0.055 | 0.06 | 0.066 | 0.067 | 0.069 | 0.072 | 0.074 | 0 | 0 | 0 | 0 | 0 | 0 | 0 | 0 | 0 | 0
Belmont | 2.2828 | 10 | 0 |  | 10076 | 0.691 | 0.207 | 0.328 | 0.277 | 0.213 | 0.56683 | 68.5788 | 11819 | 13717 | 15919 | 18474 | 21440 | Gaston | 0.745 | 0.908 | 1.107 | 1.35 | 1.645 | 0.214 | 0.261 | 0.319 | 0.388 | 0.473 | 0.383 | 0.467 | 0.569 | 0.694 | 0.846 | 0.178 | 0.217 | 0.265 | 0.323 | 0.393 | 0.191 | 0.233 | 0.284 | 0.346 | 0.346 | 0.305 | 0.372 | 0.454 | 0.554 | 0.661 | 0 | 0 | 0 | 0 | 0 | 0 | 0 | 0 | 0 | 0
Belvedere | 0.20258 | 0.335 | 0 |  | 3145 | 0.187 | 0.002 | 0 | 0 | 0.005 | 0.0085833 | 59.4595 | 3200 | 3200 | 3200 | 3200 | 3200 | Pender | 0.301 | 0.301 | #N/A | 0.301 | 0.301 | 0.002 | 0.002 | 0.002 | 0.002 | 0.002 | 0 | 0 | 0 | 0 | 0 | 0 | 0 | 0 | 0 | 0 | 0.009 | 0.009 | 0.009 | 0.009 | 0.009 | 0.014 | 0.014 | 0.014 | 0.014 | 0.014 | 0.144 | 0.2 | 0.1 | 0 | 0 | 0 | 0 | 0 | 0 | 0
Benson | 0.91575 | 1.04 | 0.0030082 |  | 3435 | 0.191 | 0.088 | 0.385 | 0.011 | 0.015 | 0.22274 | 55.6041 | 4755 | 4795 | 4853 | 4897 | 4955 | Johnston | 0.342 | 0.348 | 0.353 | 0.357 | 0.36 | 0.115 | 0.118 | 0.12 | 0.121 | 0.122 | 0.145 | 0.147 | 0.15 | 0.155 | 0.165 | 0.05 | 0.052 | 0.054 | 0.058 | 0.06 | 0.015 | 0.015 | 0.015 | 0.015 | 0.015 | 0.095 | 0.095 | 0.1 | 0.1 | 0.1 | 0.25 | 0 | 0 | 0 | 0 | 0 | 0 | 0 | 0 | 0
Bertie County RWS | 0.3455 | 2.563 | 0.0020055 |  | 17081 | 0.67 | 0.02 | 0.117 | 0.123 | 0.005 | -0.59151 | 39.2249 | 16400 | 15575 | 15100 | 14650 | 14200 | Bertie | 0.64 | 0.61 | 0.59 | 0.57 | 0.56 | 0.023 | 0.022 | 0.022 | 0.021 | 0.021 | 0.203 | 0.205 | 0.207 | 0.209 | 0.211 | 0.09 | 0.09 | 0.09 | 0.09 | 0.09 | 0.001 | 0.001 | 0.001 | 0.001 | 0.001 | 0.07 | 0.067 | 0.066 | 0.065 | 0.064 | 0 | 0 | 0 | 0 | 0 | 0 | 0 | 0 | 0 | 0
Bessemer City | 1.1637 | 4.031 | 0 |  | 5484 | 0.263 | 0.045 | 0.693 | 0.022 | 0.033 | 0.10767 | 47.9577 | 5500 | 5600 | 5700 | 5800 | 5900 | Gaston | 0.275 | 0.285 | 0.295 | 0.305 | 0.315 | 0.035 | 0.04 | 0.045 | 0.05 | 0.055 | 0.72 | 0.83 | 0.84 | 0.85 | 0.86 | 0.021 | 0.023 | 0.025 | 0.028 | 0.03 | 0.035 | 0.04 | 0.045 | 0.05 | 0.055 | 0.056 | 0.063 | 0.064 | 0.066 | 0.068 | 0 | 0 | 0 | 0 | 0 | 0 | 0 | 0 | 0 | 0
Beulaville | 0.12025 | 0.36 | 0 |  | 1345 | 0.056 | 0.028 | 0.012 | 0.007 | 0.006 | 0.01125 | 41.6357 | 1400 | 1475 | 1550 | 1700 | 1800 | Duplin | 0.065 | 0.07 | 0.075 | 0.075 | 0.08 | 0.03 | 0.035 | 0.035 | 0.039 | 0.039 | 0.012 | 0.013 | 0.013 | 0.014 | 0.015 | 0.009 | 0.011 | 0.013 | 0.015 | 0.017 | 0.01 | 0.01 | 0.015 | 0.015 | 0.02 | 0.015 | 0.016 | 0.017 | 0.017 | 0.018 | 0 | 0 | 0 | 0 | 0 | 0 | 0 | 0 | 0 | 0
Big Lick Road | 0.019417 | 0.05 | 0 |  | 260 | 0.012 | 0 | 0.004 | 0 | 0.003 | 0.00041667 | 46.1538 | 357 | 410 | 410 | 410 | 410 | Stanly | 0.014 | 0.016 | #N/A | 0.016 | 0.016 | 0 | 0 | 0 | 0 | 0 | 0.003 | 0.003 | 0.003 | 0.003 | 0.003 | 0 | 0 | 0 | 0 | 0 | 0.003 | 0.003 | 0.003 | 0.003 | 0.003 | 0.002 | 0.002 | 0.002 | 0.002 | 0.002 | 0 | 0 | 0 | 0 | 0 | 0 | 0 | 0 | 0 | 0
Biltmore Forest | 0.18508 | 0.35 | 0 |  | 1526 | 0.143 | 0.019 | 0 | 0.006 | 0 | 0.017083 | 93.709 | 1610 | 1650 | 1710 | 1760 | 1810 | Buncombe | 0.17 | 0.198 | 0.2 | 0.21 | 0.22 | 0.02 | 0.021 | 0.024 | 0.027 | 0.03 | 0 | 0 | 0 | 0 | 0 | 0.007 | 0.008 | 0.01 | 0.012 | 0.014 | 0 | 0 | 0 | 0 | 0 | 0.019 | 0.022 | 0.022 | 0.024 | 0.025 | 0 | 0 | 0 | 0 | 0 | 0 | 0 | 0 | 0 | 0
Biscoe | 0.31917 | 0.9 | 0 |  | 1352 | 0.09 | 0.08 | 0.06 | 0.01 | 0.006 | 0.073167 | 66.568 | 2104 | 2336 | 2617 | 2930 | 3230 | Montgomery | 0.11 | 0.12 | 0.16 | 0.179 | 0.197 | 0.04 | 0.069 | 0.085 | 0.104 | 0.12 | 0.056 | 0.263 | 0.294 | 0.328 | 0.361 | 0.02 | 0.006 | 0.006 | 0.006 | 0.006 | 0 | 0 | 0 | 0 | 0 | 0.019 | 0.039 | 0.046 | 0.052 | 0.058 | 0 | 0 | 0 | 0 | 0 | 0 | 0 | 0 | 0 | 0
Black Creek | 0.47592 | 1.044 | 0.344 |  | 1795 | 0.115 | 0 | 0 | 0 | 0.007 | 0.0099167 | 64.0669 | 1800 | 1810 | 1830 | 1845 | 1855 | Wilson | 0.12 | 0.122 | #N/A | 0.135 | 0.138 | 0.03 | 0.03 | 0.03 | 0.03 | 0.03 | 0 | 0 | 0 | 0 | 0 | 0 | 0 | 0 | 0 | 0 | 0.007 | 0.007 | 0.007 | 0.007 | 0.007 | 0.026 | 0.026 | 0.027 | 0.028 | 0.029 | 0 | 0 | 0 | 0 | 0 | 0 | 0 | 0 | 0 | 0
Black Mountain | 0.69833 | 1.338 | 0 |  | 8369 | 0.296 | 0.118 | 0 | 0 | 0 | 0.28433 | 35.3686 | 10239 | 11480 | 12871 | 14430 | 15005 | Buncombe | 0.626 | 0.701 | 0.786 | 0.888 | 0.996 | 0.157 | 0.177 | 0.198 | 0.222 | 0.246 | 0 | 0 | 0 | 0 | 0 | 0 | 0 | 0 | 0 | 0 | 0 | 0 | 0 | 0 | 0 | 0.059 | 0.066 | 0.074 | 0.083 | 0.093 | 0.75 | 0 | 0 | 0 | 0 | 0 | 0 | 0 | 0 | 0
Bladen Bluffs - LCFWSA | 1.3665 | 6 | 1.2325 |  | 4700 | 0 | 0 | 0 | 0 | 0.045 | 0.089029 | 0 | 4700 | 4700 | 4700 | 4700 | 4700 | Bladen | 0 | 0 | #N/A | 0 | 0 | 0 | 0 | 0 | 0 | 0 | 0 | 0 | 0 | 0 | 0 | 0 | 0 | 0 | 0 | 0 | 0.039 | 0.039 | 0.039 | 0.039 | 0.039 | 0.075 | 0.075 | 0.075 | 0.075 | 0.075 | 0 | 0 | 0 | 0 | 0 | 0 | 0 | 0 | 0 | 0
Bladen Co WD (East Bladen) | 0.24383 | 0.607 | 0 |  | 1476 | 0.17 | 0.02 | 0 | 0 | 0 | 0.053833 | 115.1762 | 1500 | 1550 | 1600 | 1650 | 1700 | Bladen | 0.15 | 0.15 | 0.15 | 0.15 | 0.15 | 0.02 | 0.02 | 0.02 | 0.02 | 0.02 | 0 | 0 | 0 | 0 | 0 | 0 | 0 | 0 | 0 | 0 | 0 | 0 | 0 | 0 | 0 | 0.015 | 0.015 | 0.015 | 0.015 | 0.015 | 0 | 0 | 0 | 0 | 0 | 0 | 0 | 0 | 0 | 0
Bladen Co WD (West Bladen) | 0.84583 | 1.594 | 0.012329 |  | 4443 | 1.94 | 0.07 | 0.02 | 0 | 0.02 | -1.2165 | 436.6419 | 4493 | 4543 | 4593 | 4643 | 4693 | Bladen | 0.556 | 0.573 | 0.591 | 0.609 | 0.628 | 0.038 | 0.042 | 0.046 | 0.051 | 0.056 | 0.02 | 0.021 | 0.021 | 0.022 | 0.022 | 0 | 0 | 0 | 0 | 0 | 0.001 | 0.001 | 0.001 | 0.001 | 0.002 | 0.174 | 0.181 | 0.187 | 0.194 | 0.201 | 0 | 0 | 0 | 0 | 0 | 0 | 0 | 0 | 0 | 0
Bladenboro | 0.17442 | 0.736 | 0 |  | 1780 | 0.123 | 0.009 | 0.007 | 0.003 | 0.001 | 0.031417 | 69.1011 | 1800 | 1850 | 1900 | 1950 | 2000 | Bladen | 0.132 | 0.133 | 0.134 | 0.135 | 0.136 | 0.012 | 0.012 | 0.013 | 0.014 | 0.014 | 0.007 | 0.007 | 0.007 | 0.007 | 0.008 | 0.004 | 0.005 | 0.005 | 0.006 | 0.006 | 0.004 | 0.004 | 0.005 | 0.005 | 0.006 | 0.005 | 0.005 | 0.005 | 0.006 | 0.006 | 0 | 0 | 0 | 0 | 0 | 0 | 0 | 0 | 0 | 0
Blowing Rock | 0.38783 | 0.4 | 0 |  | 1300 | 0.127 | 0.101 | 0 | 0 | 0.017 | 0.14283 | 97.6923 | 1303 | 1368 | 1436 | 1508 | 1583 | Watauga | 0.138 | 0.145 | 0.152 | 0.16 | 0.168 | 0.117 | 0.123 | 0.129 | 0.136 | 0.142 | 0 | 0 | 0 | 0 | 0 | 0 | 0 | 0 | 0 | 0 | 0.015 | 0.016 | 0.017 | 0.018 | 0.019 | 0.156 | 0.165 | 0.173 | 0.182 | 0.191 | 0.2 | 0 | 0 | 0 | 0 | 0 | 0 | 0 | 0 | 0
Blue Ridge WA | 0.6785 | 1 | 0 |  | 7862 | 0.389 | 0.128 | 0.051 | 0.01 | 0.001 | 0.0995 | 49.4785 | 7893 | 7972 | 8052 | 8132 | 8213 | Wilkes | 0.39 | 0.393 | 0.396 | 0.399 | 0.402 | 0.13 | 0.13 | 0.13 | 0.131 | 0.132 | 0.051 | 0.051 | 0.051 | 0.052 | 0.052 | 0.01 | 0.01 | 0.01 | 0.01 | 0.01 | 0.001 | 0.001 | 0.001 | 0.001 | 0.001 | 0.037 | 0.039 | 0.041 | 0.043 | 0.046 | 0 | 0 | 0 | 0 | 0 | 0 | 0 | 0 | 0 | 0
Boardman | 0.0069167 | 0.015 | 0 |  | 155 | 0.007 | 0.002 | 0 | 0 | 0 | -0.0020833 | 45.1613 | 175 | 200 | 200 | 200 | 200 | Columbus | 0.008 | 0.009 | 0.009 | 0.009 | 0.009 | 0.002 | 0.002 | 0.002 | 0.002 | 0.002 | 0 | 0 | 0 | 0 | 0 | 0 | 0 | 0 | 0 | 0 | 0 | 0 | 0 | 0 | 0 | 0.001 | 0.001 | 0.001 | 0.001 | 0.001 | 0 | 0 | 0 | 0 | 0 | 0 | 0 | 0 | 0 | 0
Bogue Banks Water Corp | 1.9822 | 5.243 | 0 |  | 4995 | 1.25 | 0.18 | 0 | 0 | 0.234 | 0.31817 | 250.2503 | 5100 | 5200 | 5300 | 5400 | 5500 | Carteret | 1.26 | 1.27 | 1.28 | 1.29 | 1.3 | 0.18 | 0.185 | 0.19 | 0.195 | 0.2 | 0 | 0 | 0 | 0 | 0 | 0 | 0 | 0 | 0 | 0 | 0.24 | 0.245 | 0.25 | 0.255 | 0.26 | 0.119 | 0.121 | 0.122 | 0.123 | 0.125 | 0 | 2 | 0 | 0 | 0 | 0 | 0 | 0 | 0 | 0
Boiling Springs | 0.3965 | 1 | 0 |  | 4790 | 0.17 | 0.059 | 0.009 | 0.114 | 0.015 | 0.0295 | 35.4906 | 4850 | 5000 | 5300 | 5600 | 5900 | Cleveland | 0.185 | 0.195 | 0.205 | 0.21 | 0.255 | 0.065 | 0.07 | 0.08 | 0.085 | 0.09 | 0.012 | 0.013 | 0.014 | 0.015 | 0.016 | 0.116 | 0.118 | 0.123 | 0.128 | 0.132 | 0.016 | 0.017 | 0.018 | 0.019 | 0.02 | 0.031 | 0.033 | 0.035 | 0.036 | 0.041 | 0 | 0 | 0 | 0 | 0 | 0 | 0 | 0 | 0 | 0
Bolton | 0.099083 | 0.4 | 0 |  | 694 | 0.023 | 0 | 0 | 0 | 0.001 | 0.075083 | 33.1412 | 696 | 698 | 700 | 702 | 704 | Columbus | 0.023 | 0.023 | 0.023 | 0.023 | 0.023 | 0 | 0 | 0 | 0 | 0 | 0 | 0 | 0 | 0 | 0 | 0 | 0 | 0 | 0 | 0 | 0.001 | 0.001 | 0.001 | 0.001 | 0.001 | 0.075 | 0.075 | 0.075 | 0.075 | 0.075 | 0 | 0 | 0 | 0 | 0 | 0 | 0 | 0 | 0 | 0
Boone | 1.703 | 3 | 0 |  | 18553 | 0.409 | 0.515 | 0.055 | 0.077 | 0.16 | 0.487 | 22.045 | 18875 | 20483 | 23146 | 26155 | 28247 | Watauga | 0.87 | 1.05 | 1.165 | 1.294 | 1.4 | 0.784 | 1 | 1.08 | 1.14 | 1.23 | 0.064 | 0.08 | 0.085 | 0.09 | 0.097 | 0.213 | 0.33 | 0.4 | 0.45 | 0.5 | 0.165 | 0.17 | 0.175 | 0.18 | 0.185 | 0.602 | 0.657 | 0.636 | 0.692 | 0.75 | 4 | 0 | 0 | 0 | 0 | 0 | 0 | 0 | 0 | 0
Boonville | 0.13642 | 0.353 | 0 |  | 1204 | 0.058 | 0.038 | 0 | 0.014 | 0.001 | 0.025417 | 48.1728 | 1209 | 1221 | 1233 | 1245 | 1257 | Yadkin | 0.058 | 0.058 | 0.058 | 0.058 | 0.059 | 0.038 | 0.038 | 0.038 | 0.038 | 0.039 | 0 | 0 | 0 | 0 | 0 | 0.014 | 0.014 | 0.014 | 0.014 | 0.015 | 0.001 | 0.001 | 0.001 | 0.001 | 0.001 | 0.025 | 0.025 | 0.025 | 0.025 | 0.026 | 0 | 0 | 0 | 0 | 0 | 0 | 0 | 0 | 0 | 0
Bostic | 0.067333 | 0.33 | 0.005 |  | 850 | 0.046 | 0 | 0 | 0 | 0.003 | 0.013333 | 54.1176 | 916 | 1064 | 1230 | 1430 | 1660 | Rutherford | 0.05 | 0.055 | 0.063 | 0.074 | 0.085 | 0 | 0 | 0 | 0 | 0 | 0 | 0 | 0 | 0 | 0 | 0 | 0 | 0 | 0 | 0 | 0.001 | 0.002 | 0.002 | 0.003 | 0.003 | 0.01 | 0.012 | 0.014 | 0.016 | 0.018 | 0 | 0 | 0 | 0 | 0 | 0 | 0 | 0 | 0 | 0
Bradfield Farms S/D | 0.17533 | 0.433 | 0 |  | 2747 | 0.167 | 0.002 | 0 | 0 | 0.003 | 0.0033333 | 60.7936 | 2814 | 2920 | 2920 | 2920 | 2920 | Mecklenburg | 0.191 | 0.197 | 0.196 | 0.195 | 0.194 | 0.002 | 0.003 | 0.003 | 0.003 | 0.002 | 0 | 0 | 0 | 0 | 0 | 0 | 0 | 0 | 0 | 0 | 0.003 | 0.003 | 0.003 | 0.003 | 0.003 | 0.005 | 0.005 | 0.005 | 0.005 | 0.005 | 0 | 0 | 0 | 0 | 0 | 0 | 0 | 0 | 0 | 0
Brentwood-Highway 64 | 0.38267 | 0.65 | 0 |  | 5400 | 0.31 | 0.009 | 0 | 0.003 | 0.02 | 0.040667 | 57.4074 | 5420 | 5470 | 5520 | 5570 | 5620 | Burke | 0.315 | 0.33 | 0.345 | 0.36 | 0.375 | 0.009 | 0.009 | 0.009 | 0.009 | 0.009 | 0 | 0 | 0 | 0 | 0 | 0.003 | 0.003 | 0.003 | 0.003 | 0.003 | 0.027 | 0.027 | 0.027 | 0.027 | 0.027 | 0.033 | 0.035 | 0.036 | 0.037 | 0.039 | 0 | 0 | 0 | 0 | 0 | 0 | 0 | 0 | 0 | 0
Brentwood-Jamestown Road | 0.38533 | 0.65 | 0 |  | 5400 | 0.302 | 0.009 | 0.008 | 0.003 | 0.02 | 0.043333 | 55.9259 | 5420 | 5470 | 5520 | 5570 | 5620 | Burke | 0.31 | 0.325 | 0.34 | 0.355 | 0.37 | 0.009 | 0.009 | 0.009 | 0.009 | 0.009 | 0.008 | 0.008 | 0.008 | 0.008 | 0.008 | 0.003 | 0.003 | 0.003 | 0.003 | 0.003 | 0.027 | 0.027 | 0.027 | 0.027 | 0.027 | 0.033 | 0.035 | 0.036 | 0.038 | 0.039 | 0 | 0 | 0 | 0 | 0 | 0 | 0 | 0 | 0 | 0
Brevard | 1.2083 | 2.6 | 0 |  | 8700 | 0.352 | 0.189 | 0.027 | 0.014 | 0.05 | 0.57633 | 40.4598 | 11000 | 13709 | 15439 | 18000 | 20500 | Transylvania | 0.368 | 0.41 | 0.461 | 0.523 | 0.594 | 0.212 | 0.237 | 0.266 | 0.302 | 0.343 | 0.038 | 0.121 | 0.224 | 0.327 | 0.431 | 0.129 | 0.144 | 0.162 | 0.183 | 0.208 | 0.05 | 0.055 | 0.06 | 0.07 | 0.075 | 0.39 | 0.434 | 0.489 | 0.554 | 0.63 | 0 | 0 | 0 | 0 | 0 | 0 | 0 | 0 | 0 | 0
Broad River Water Authority | 6.2353 | 13 | 4.419 |  | 16525 | 0.773 | 0.118 | 0.194 | 0.138 | 0.15 | 0.44325 | 46.7776 | 16890 | 17840 | 18780 | 19750 | 20720 | Rutherford | 0.764 | 0.76 | 0.751 | 0.74 | 0.726 | 0.126 | 0.1 | 0.089 | 0.084 | 0.079 | 0.183 | 0.129 | 0.113 | 0.103 | 0.093 | 0.132 | 0.11 | 0.099 | 0.094 | 0.089 | 0.168 | 0.174 | 0.176 | 0.179 | 0.181 | 0.426 | 0.414 | 0.398 | 0.387 | 0.376 | 0 | 0 | 0 | 0 | 0 | 0 | 0 | 0 | 0 | 0
Broadway | 0.08775 | 0.3 | 0 |  | 1654 | 0.071 | 0.009 | 0 | 0.005 | 0.001 | 0.00175 | 42.9262 | 1848 | 2113 | 2430 | 2795 | 3186 | Lee | 0.086 | 0.099 | 0.114 | 0.131 | 0.152 | 0.015 | 0.024 | 0.028 | 0.032 | 0.035 | 0 | 0 | 0 | 0 | 0.001 | 0.006 | 0.007 | 0.008 | 0.009 | 0.01 | 0 | 0 | 0 | 0 | 0 | 0.011 | 0.011 | 0.011 | 0.011 | 0.011 | 0 | 0 | 0 | 0 | 0 | 0 | 0 | 0 | 0 | 0
Broadway Water Association. Inc. | 0.19875 | 0 | 0 |  | 3600 | 0.17 | 0.01 | 0 | 0.01 | 0 | 0.00875 | 47.2222 | 3600 | 3700 | 3800 | 3900 | 4000 | Wilkes | 0.175 | 0.179 | 0.183 | 0.187 | 0.192 | 0.02 | 0.02 | 0.02 | 0.02 | 0.02 | 0 | 0 | 0 | 0 | 0 | 0.02 | 0.02 | 0.02 | 0.02 | 0.02 | 0 | 0 | 0 | 0 | 0 | 0.02 | 0.02 | 0.021 | 0.021 | 0.021 | 0.5 | 0 | 0 | 0 | 0 | 0 | 0 | 0 | 0 | 0
Brookwood Community | ERROR | 1.192 | 0 |  | 0 | 0 | 0 | 0 | 0 | 0 | #VALUE! | ERROR | 16800 | 16750 | 16700 | 16650 | 16600 | Cumberland | 1.05 | 1 | 0.95 | 0.9 | 0.85 | 0.068 | 0.065 | 0.063 | 0.06 | 0.055 | 0 | 0 | 0 | 0 | 0 | 0 | 0 | 0 | 0 | 0 | 0 | 0 | 0 | 0 | 0 | 0.032 | 0.031 | 0.029 | 0.028 | 0.026 | 0 | 0 | 0 | 0 | 0 | 0 | 0 | 0 | 0 | 0
Brunswick | 0.038333 | 0.197 | 0 |  | 415 | 0.028 | 0.003 | 0 | 0 | 0.002 | 0.0053333 | 67.4699 | 450 | 500 | 550 | 600 | 650 | Columbus | 0.031 | 0.031 | 0.032 | 0.032 | 0.033 | 0.005 | 0.006 | 0.006 | 0.006 | 0.006 | 0 | 0 | 0 | 0 | 0 | 0 | 0 | 0 | 0 | 0 | 0.002 | 0.002 | 0.002 | 0.002 | 0.003 | 0.002 | 0.002 | 0.002 | 0.002 | 0.003 | 0 | 0 | 0 | 0 | 0 | 0 | 0 | 0 | 0 | 0
Brunswick County | 14.8393 | 32.879 | 4.7285 |  | 91466 | 6.185 | 0 | 1.614 | 0 | 0.9 | 1.4119 | 67.6208 | 96374 | 117025 | 138790 | 158803 | 182622 | Brunswick | 6.5 | 7.5 | 8.5 | 9.5 | 10.5 | 0 | 0 | 0 | 0 | 0 | 1.8 | 2.193 | 2.193 | 2.193 | 2.193 | 0 | 0 | 0 | 0 | 0 | 1 | 1.5 | 1.5 | 1.5 | 1.5 | 1.611 | 1.939 | 2.112 | 2.286 | 2.459 | 12 | 0 | 0 | 0 | 0 | 0 | 0 | 0 | 0 | 0
Brunswick Regional WSD | 1.6667 | 2 | 0 |  | 23340 | 1.05 | 0.166 | 0 | 0.04 | 0.275 | 0.13567 | 44.9871 | 25320 | 31853 | 41664 | 49996 | 59995 | Brunswick | 1.392 | 1.694 | 2.022 | 2.062 | 2.103 | 0.177 | 0.215 | 0.256 | 0.261 | 0.313 | 0 | 0 | 0 | 0 | 0 | 0.068 | 0.06 | 0.072 | 0.073 | 0.087 | 0.3 | 0.3 | 0.3 | 0.3 | 0.3 | 0.183 | 0.311 | 0.543 | 0.651 | 0.781 | 4 | 0 | 0 | 0 | 0 | 0 | 0 | 0 | 0 | 0
Bryson City | 0.48392 | 2 | 0 |  | 3943 | 0.134 | 0.151 | 0.01 | 0 | 0.008 | 0.18092 | 33.9843 | 4207 | 4417 | 4637 | 4868 | 5111 | Swain | 0.137 | 0.14 | 0.143 | 0.145 | 0.148 | 0.154 | 0.157 | 0.16 | 0.163 | 0.167 | 0.01 | 0.01 | 0.01 | 0.01 | 0.01 | 0 | 0 | 0 | 0 | 0 | 0.008 | 0.008 | 0.009 | 0.009 | 0.009 | 0.184 | 0.187 | 0.191 | 0.194 | 0.198 | 0 | 0 | 0 | 0 | 0 | 0 | 0 | 0 | 0 | 0
Bunn | ERROR | 0 | 0 |  | #N/A | 0 | 0 | 0 | 0 | 0 | #VALUE! | ERROR | 0 | 0 | 0 | 0 | 0 | Franklin | 0 | 0 | 0 | 0 | 0 | 0 | 0 | 0 | 0 | 0 | 0 | 0 | 0 | 0 | 0 | 0 | 0 | 0 | 0 | 0 | 0 | 0 | 0 | 0 | 0 | 0 | 0 | 0 | 0 | 0 | 0 | 0 | 0 | 0 | 0 | 0 | 0 | 0 | 0 | 0
Burgaw | 0.40792 | 0.924 | 0 |  | 4250 | 0.1 | 0.136 | 0.022 | 0.07 | 0.02 | 0.059917 | 23.5294 | 4356 | 4868 | 5380 | 5892 | 6404 | Pender | 0.128 | 0.158 | #N/A | 0.219 | 0.25 | 0.137 | 0.14 | 0.142 | 0.145 | 0.147 | 0.022 | 0.023 | 0.023 | 0.026 | 0.026 | 0.075 | 0.076 | 0.077 | 0.018 | 0.019 | 0.028 | 0.033 | 0.038 | 0.043 | 0.048 | 0.022 | 0.025 | 0.027 | 0.026 | 0.028 | 0 | 0.1 | 0.6 | 0 | 0 | 0 | 0 | 0 | 0 | 0
Burke County | 0.42058 | 1.1 | 0.004 |  | 4700 | 0.239 | 0.009 | 0.047 | 0.006 | 0.065 | 0.050583 | 50.8511 | 4850 | 4950 | 5100 | 5360 | 5628 | Burke | 0.282 | 0.306 | 0.332 | 0.354 | 0.372 | 0.027 | 0.029 | 0.03 | 0.032 | 0.036 | 0.047 | 0.05 | 0.052 | 0.055 | 0.057 | 0.027 | 0.029 | 0.03 | 0.032 | 0.034 | 0.012 | 0.013 | 0.014 | 0.015 | 0.016 | 0.057 | 0.058 | 0.06 | 0.061 | 0.072 | 0 | 0 | 0 | 0 | 0 | 0 | 0 | 0 | 0 | 0
Burlington | 12.843 | 50.2 | 3.7934 |  | 52240 | 3.358 | 4.25 | 0 | 0 | 0.443 | 0.99857 | 64.2802 | 56100 | 62896 | 70500 | 79000 | 88600 | Alamance | 2.9 | 3.251 | 3.645 | 4.086 | 4.581 | 3.728 | 4.179 | 4.686 | 5.253 | 5.89 | 0 | 0 | 0 | 0 | 0 | 0 | 0 | 0 | 0 | 0 | 0.379 | 0.425 | 0.476 | 0.534 | 0.599 | 0.876 | 0.982 | 1.102 | 1.235 | 1.385 | 0 | 0 | 0 | 0 | 0 | 0 | 0 | 0 | 0 | 0
Burnsville | 0.52883 | 1.48 | 0 |  | 3850 | 0.175 | 0.123 | 0.102 | 0.057 | 0.035 | 0.036833 | 45.4545 | 3989 | 4054 | 4069 | 4150 | 4200 | Yancey | 0.173 | 0.175 | 0.177 | 0.179 | 0.181 | 0.108 | 0.112 | 0.116 | 0.12 | 0.122 | 0.09 | 0.092 | 0.094 | 0.096 | 0.098 | 0.036 | 0.037 | 0.038 | 0.039 | 0.04 | 0.045 | 0.045 | 0.045 | 0.045 | 0.045 | 0.077 | 0.078 | 0.08 | 0.081 | 0.082 | 0 | 0 | 0 | 0 | 0 | 0 | 0 | 0 | 0 | 0
Caldwell Co (Addison Lane) | 0.0055 | 0.1 | 0 |  | 130 | 0.005 | 0 | 0 | 0 | 0 | 0.0005 | 38.4615 | 135 | 140 | 145 | 150 | 155 | Caldwell | 0.005 | 0.005 | #N/A | 0.005 | 0.004 | 0 | 0 | 0 | 0 | 0 | 0 | 0 | 0 | 0 | 0 | 0 | 0 | 0 | 0 | 0 | 0 | 0 | 0 | 0 | 0 | 0 | 0 | 0 | 0 | 0 | 0 | 0 | 0 | 0 | 0 | 0 | 0 | 0 | 0 | 0
Caldwell Co (North) | 0.034667 | 1.35 | 0 |  | 240 | 0.007 | 0.001 | 0.025 | 0.001 | 0 | 0.00066667 | 29.1667 | 240 | 240 | 245 | 250 | 255 | Caldwell | 0.007 | 0.007 | 0.007 | 0.006 | 0.006 | 0.001 | 0.001 | 0.001 | 0.001 | 0.001 | 0.026 | 0.026 | 0.025 | 0.025 | 0.024 | 0.001 | 0.001 | 0.001 | 0.001 | 0.001 | 0 | 0 | 0 | 0 | 0 | 0 | 0 | 0 | 0 | 0 | 0 | 0 | 0 | 0 | 0 | 0 | 0 | 0 | 0 | 0
Caldwell Co (Southeast) | 1.0483 | 1.9 | 0.053 |  | 14300 | 0.781 | 0.036 | 0.078 | 0.015 | 0.001 | 0.08425 | 54.6154 | 14253 | 14353 | 14453 | 14553 | 14653 | Caldwell | 0.753 | 0.753 | 0.752 | 0.752 | 0.751 | 0.035 | 0.035 | 0.034 | 0.034 | 0.033 | 0.076 | 0.076 | 0.076 | 0.075 | 0.075 | 0.012 | 0.012 | 0.011 | 0.011 | 0.01 | 0.001 | 0.001 | 0.001 | 0.001 | 0.001 | 0.083 | 0.083 | 0.083 | 0.082 | 0.082 | 0 | 0 | 0 | 0 | 0 | 0 | 0 | 0 | 0 | 0
Caldwell Co (West) | 0.60125 | 1.35 | 0 |  | 8170 | 0.378 | 0.044 | 0.035 | 0.049 | 0.001 | 0.09425 | 46.2668 | 8200 | 8250 | 8300 | 8350 | 8400 | Caldwell | 0.378 | 0.377 | 0.377 | 0.376 | 0.375 | 0.043 | 0.043 | 0.043 | 0.042 | 0.041 | 0.031 | 0.031 | 0.031 | 0.03 | 0.029 | 0.049 | 0.049 | 0.049 | 0.048 | 0.047 | 0.001 | 0.001 | 0.001 | 0.001 | 0.001 | 0.091 | 0.091 | 0.091 | 0.09 | 0.089 | 0 | 0 | 0 | 0 | 0 | 0 | 0 | 0 | 0 | 0
Calypso | 0.132 | 0.425 | 0.0070192 |  | 638 | 0.031 | 0.006 | 0.038 | 0.009 | 0.003 | 0.037981 | 48.5893 | 662 | 754 | 765 | 845 | 845 | Duplin | 0.032 | 0.034 | 0.037 | 0.041 | 0.045 | 0.006 | 0.007 | 0.008 | 0.009 | 0.01 | 0.038 | 0.039 | 0.04 | 0.041 | 0.042 | 0.009 | 0.009 | 0.009 | 0.01 | 0.01 | 0.003 | 0.003 | 0.003 | 0.003 | 0.003 | 0.011 | 0.012 | 0.012 | 0.013 | 0.014 | 0 | 0 | 0 | 0 | 0 | 0 | 0 | 0 | 0 | 0
Cameron | 0.0385 | 0.083 | 0 |  | 490 | 0.01 | 0.006 | 0 | 0.008 | 0.005 | 0.0095 | 20.4082 | 573 | 630 | 693 | 762 | 831 | Moore | 0.029 | 0.031 | 0.033 | 0.035 | 0.037 | 0.002 | 0.002 | 0.002 | 0.002 | 0.002 | 0 | 0 | 0 | 0 | 0 | 0.002 | 0.002 | 0.002 | 0.002 | 0.002 | 0 | 0 | 0 | 0 | 0 | 0.003 | 0.004 | 0.004 | 0.004 | 0.004 | 0 | 0 | 0 | 0 | 0 | 0 | 0 | 0 | 0 | 0
Camp Lejeune (Hadnot Point) | 2.0612 | 4.187 | 0 |  | 37500 | 0 | 0 | 1.853 | 0 | 0.078 | 0.13025 | 0 | 37500 | 37500 | 37500 | 37500 | 37500 | Onslow | 0 | 0 | #N/A | 0 | 0 | 0 | 0 | 0 | 0 | 0 | 1.762 | 1.762 | 1.762 | 1.762 | 1.762 | 0 | 0 | 0 | 0 | 0 | 0.1 | 0.1 | 0.1 | 0.1 | 0.1 | 0.043 | 0.043 | 0.043 | 0.043 | 0.043 | 0.432 | 0 | 0 | 0 | 0 | 0 | 0 | 0 | 0 | 0
Camp Lejeune (Holcomb Blvd) | 1.4101 | 3.814 | 0 |  | 17000 | 0 | 0 | 1.192 | 0 | 0.044 | 0.17408 | 0 | 17000 | 17000 | 17000 | 17000 | 17000 | Onslow | 0 | 0 | #N/A | 0 | 0 | 0 | 0 | 0 | 0 | 0 | 1.106 | 1.106 | 1.106 | 1.106 | 1.106 | 0 | 0 | 0 | 0 | 0 | 0.075 | 0.075 | 0.075 | 0.075 | 0.075 | 0.062 | 0.062 | 0.062 | 0.062 | 0.062 | 0 | 0 | 0 | 0 | 0 | 0 | 0 | 0 | 0 | 0
Camp Lejeune (New River Air Station) | 0.6835 | 3.72 | 0 |  | 11500 | 0 | 0 | 0.635 | 0 | 0.02 | 0.0285 | 0 | 11500 | 11500 | 11500 | 11500 | 11500 | Onslow | 0 | 0 | #N/A | 0 | 0 | 0 | 0 | 0 | 0 | 0 | 0.503 | 0.503 | 0.503 | 0.503 | 0.503 | 0 | 0 | 0 | 0 | 0 | 0.016 | 0.016 | 0.016 | 0.016 | 0.016 | 0.107 | 0.107 | 0.107 | 0.107 | 0.107 | 0 | 0 | 0 | 0 | 0 | 0 | 0 | 0 | 0 | 0
Camp Lejeune (Rifle Range) | 0.20925 | 0.182 | 0 |  | 750 | 0 | 0 | 0.209 | 0 | 0 | 0.00025 | 0 | 750 | 750 | 750 | 750 | 750 | Onslow | 0 | 0 | #N/A | 0 | 0 | 0 | 0 | 0 | 0 | 0 | 0.145 | 0.145 | 0.145 | 0.145 | 0.145 | 0 | 0 | 0 | 0 | 0 | 0 | 0 | 0 | 0 | 0 | 0 | 0 | 0 | 0 | 0 | 0 | 0 | 0 | 0 | 0 | 0 | 0 | 0 | 0 | 0
Candor | 0.11825 | 0.17 | 0 |  | 843 | 0.038 | 0.017 | 0.055 | 0.003 | 0 | 0.00525 | 45.0771 | 850 | 850 | 850 | 850 | 850 | Montgomery | 0.04 | 0.042 | 0.042 | 0.042 | 0.042 | 0.017 | 0.015 | 0.015 | 0.015 | 0.015 | 0.053 | 0.053 | 0.053 | 0.053 | 0.053 | 0.002 | 0.002 | 0.002 | 0.002 | 0.002 | 0 | 0 | 0 | 0 | 0 | 0.011 | 0.011 | 0.011 | 0.011 | 0.011 | 0 | 0 | 0 | 0 | 0 | 0 | 0 | 0 | 0 | 0
Canton | 1.3542 | 6.8 | 0.23 |  | 4210 | 0.33 | 0.14 | 0.013 | 0.013 | 0.55 | 0.078167 | 78.3848 | 4814 | 5189 | 5594 | 6030 | 6050 | Haywood | 0.385 | 0.415 | 0.447 | 0.482 | 0.5 | 0.176 | 0.199 | 0.204 | 0.22 | 0.225 | 0.154 | 0.166 | 0.179 | 0.193 | 0.2 | 0.012 | 0.013 | 0.014 | 0.015 | 0.016 | 0.037 | 0.042 | 0.045 | 0.046 | 0.047 | 0.327 | 0.357 | 0.38 | 0.409 | 0.4 | 0 | 0 | 0 | 0 | 0 | 0 | 0 | 0 | 0 | 0
Cape Fear Public Utility Authority - Wilmington | 16.1133 | 61.573 | 0.28077 |  | 172803 | 9.92 | 3.086 | 0.192 | 1.071 | 3.208 | -1.6444 | 57.4064 | 200000 | 233526 | 298636 | 363570 | 380500 | New Hanover | 12.07 | 13.88 | 15.962 | 18.356 | 20.7 | 3.257 | 3.745 | 4.306 | 4.951 | 6.8 | 0.355 | 0.408 | 0.469 | 0.539 | 0.8 | 0.758 | 0.871 | 1.002 | 1.152 | 1.6 | 1.5 | 1.6 | 1.7 | 1.8 | 2 | 3.569 | 4.079 | 4.663 | 5.332 | 6.347 | 0.8 | 0 | 0 | 0 | 0 | 0.5 | 0 | 0 | 0 | 0
Carolina Beach | 0.92283 | 2.012 | 0 |  | 6042 | 0.686 | 0.1 | 0 | 0.01 | 0.004 | 0.12283 | 113.5386 | 6465 | 7370 | 8402 | 9578 | 10919 | New Hanover | 0.734 | 0.837 | 0.954 | 1.087 | 1.24 | 0.129 | 0.186 | 0.243 | 0.3 | 0.357 | 0 | 0 | 0 | 0 | 0 | 0.013 | 0.02 | 0.027 | 0.033 | 0.04 | 0.005 | 0.006 | 0.008 | 0.009 | 0.01 | 0.066 | 0.079 | 0.092 | 0.107 | 0.124 | 0 | 0 | 0 | 0 | 0 | 0 | 0 | 0 | 0 | 0
Carolina Trace WS | 0.19267 | 0.289 | 0 |  | 4455 | 0.168 | 0.004 | 0 | 0 | 0.004 | 0.016667 | 37.7104 | 5220 | 5220 | 5220 | 5220 | 5220 | Lee | 0.2 | 0.2 | 0.2 | 0.2 | 0.2 | 0.004 | 0.004 | 0.004 | 0.004 | 0.004 | 0 | 0 | 0 | 0 | 0 | 0 | 0 | 0 | 0 | 0 | 0.009 | 0.009 | 0.009 | 0.009 | 0.009 | 0.021 | 0.021 | 0.021 | 0.021 | 0.021 | 0.025 | 0 | 0 | 0 | 0 | 0 | 0 | 0 | 0 | 0
Carthage | 0.22942 | 1 | 0 |  | 0 | 0 | 0 | 0 | 0 | 0 | 0.22942 | ERROR | 2600 | 2800 | 3000 | 3200 | 3300 | Moore | 0.188 | 0.191 | 0.2 | 0.225 | 0.253 | 0.069 | 0.075 | 0.075 | 0.078 | 0.09 | 0.016 | 0.017 | 0.018 | 0.018 | 0.02 | 0.1 | 0.11 | 0.11 | 0.111 | 0.112 | 0.126 | 0.14 | 0.15 | 0.16 | 0.167 | 0.073 | 0.077 | 0.08 | 0.086 | 0.093 | 0 | 0 | 0 | 0 | 0 | 0 | 0 | 0 | 0 | 0
Cary | 18.1283 | 30.5 | 0.2829 |  | 186209 | 9.418 | 3.325 | 0.351 | 0.243 | 3.48 | 1.0284 | 50.5776 | 192463 | 208100 | 230700 | 247900 | 248400 | Wake | 12 | 14.5 | 16.2 | 17.7 | 17.8 | 5.6 | 7.6 | 9 | 9.4 | 9.5 | 0.4 | 0.7 | 1 | 1.1 | 1.1 | 0.3 | 0.4 | 0.4 | 0.4 | 0.4 | 3.8 | 4.8 | 5.4 | 5.9 | 5.9 | 0.9 | 1.2 | 1.4 | 1.5 | 1.5 | 5.1 | 1.9 | 0 | 0 | 0 | 0 | 0 | 0 | 0 | 0
Central Nash WSD | 0.28925 | 0.45 | 0 |  | 5105 | 0.214 | 0.04 | 0 | 0 | 0.003 | 0.03225 | 41.9197 | 5250 | 6700 | 8500 | 11000 | 14000 | Nash | 0.215 | 0.275 | #N/A | 0.45 | 0.575 | 0.03 | 0.04 | 0.05 | 0.06 | 0.07 | 0.1 | 0.2 | 0.25 | 0.3 | 0.35 | 0.005 | 0.015 | 0.02 | 0.02 | 0.025 | 0.004 | 0.005 | 0.008 | 0.01 | 0.03 | 0.049 | 0.073 | 0.092 | 0.114 | 0.143 | 0 | 0 | 0 | 0 | 0 | 0 | 0 | 0 | 0 | 0
Cerro Gordo | 0.017417 | 0 | 0 |  | 180 | 0.011 | 0.001 | 0 | 0.005 | 0 | 0.00041667 | 61.1111 | 190 | 217 | 225 | 235 | 240 | Columbus | 0.012 | 0.015 | 0.02 | 0.025 | 0.03 | 0.001 | 0.001 | 0.003 | 0.005 | 0.01 | 0 | 0 | 0 | 0 | 0 | 0.008 | 0.002 | 0.02 | 0.025 | 0.025 | 0 | 0 | 0 | 0 | 0 | 0.002 | 0 | 0.002 | 0.002 | 0.002 | 0 | 0 | 0 | 0 | 0 | 0 | 0 | 0 | 0 | 0
Chadbourn | ERROR | 0 | 0 |  | #N/A | 0 | 0 | 0 | 0 | 0 | #VALUE! | ERROR | 0 | 0 | 0 | 0 | 0 | Columbus | 0 | 0 | 0 | 0 | 0 | 0 | 0 | 0 | 0 | 0 | 0 | 0 | 0 | 0 | 0 | 0 | 0 | 0 | 0 | 0 | 0 | 0 | 0 | 0 | 0 | 0 | 0 | 0 | 0 | 0 | 0 | 0 | 0 | 0 | 0 | 0 | 0 | 0 | 0 | 0
Charlotte Water | 115.3599 | 193.25 | 0.427 |  | 954644 | 60.63 | 21.567 | 2.782 | 5.15 | 12.972 | 11.8319 | 63.5106 | 1023285 | 1128156 | 1413185 | 1622064 | 1860187 | Mecklenburg | 64.98 | 59.8 | 74.9 | 86 | 98.6 | 27.03 | 29.9 | 38.4 | 44.5 | 51.5 | 0.32 | 0.36 | 0.46 | 0.53 | 0.6 | 4.3 | 4.8 | 6.2 | 7.2 | 8.1 | 6.97 | 7.71 | 9.9 | 11.5 | 12.9 | 19.383 | 19.195 | 24.303 | 28.021 | 32.133 | 0 | 0 | 0 | 0 | 0 | 0.5 | 0 | 0 | 0 | 0
Chatham County Asbury Water System | 0.17425 | 0.4 | 0 |  | 1070 | 0.046 | 0.003 | 0.025 | 0.002 | 0.075 | 0.02325 | 42.9907 | 1181 | 1371 | 1591 | 1846 | 2143 | Chatham | 0.049 | 0.057 | #N/A | 0.077 | 0.089 | 0.003 | 0.004 | 0.004 | 0.005 | 0.005 | 0.021 | 0.024 | 0.027 | 0.03 | 0.033 | 0.003 | 0.004 | 0.004 | 0.005 | 0.005 | 0.044 | 0.044 | 0.044 | 0.044 | 0.044 | 0.022 | 0.024 | 0.026 | 0.029 | 0.032 | 0 | 0 | 0 | 0 | 0 | 0 | 0 | 0 | 0 | 0
Chatham County North Water System | 1.607 | 7 | 0 |  | 16668 | 1.024 | 0.153 | 0.2 | 0.024 | 0.026 | 0.18 | 61.4351 | 25883 | 41610 | 57338 | 73998 | 93995 | Chatham | 2.4 | 3.95 | 5.45 | 6.97 | 8.93 | 0.277 | 0.531 | 0.839 | 1.074 | 1.374 | 0.36 | 0.69 | 1.09 | 1.395 | 1.785 | 0.083 | 0.159 | 0.251 | 0.321 | 0.411 | 1.8 | 2.42 | 3.46 | 3.4 | 4.35 | 0.37 | 0.58 | 0.83 | 0.99 | 1.27 | 5 | 0 | 5 | 0 | 0 | 0 | 0 | 0 | 0 | 0
Chatham County Southwest Water System | 0.29533 | 0.5 | 0.011 |  | 2070 | 0.092 | 0.027 | 0.08 | 0.009 | 0.042 | 0.034333 | 44.4444 | 2601 | 3019 | 3503 | 4066 | 4719 | Chatham | 0.104 | 0.121 | 0.14 | 0.163 | 0.189 | 0.018 | 0.021 | 0.024 | 0.029 | 0.033 | 0.095 | 0.111 | 0.129 | 0.149 | 0.163 | 0.006 | 0.007 | 0.008 | 0.01 | 0.011 | 0.034 | 0.034 | 0.034 | 0.034 | 0.034 | 0.04 | 0.046 | 0.052 | 0.06 | 0.067 | 0 | 0 | 0.153 | 0 | 0 | 0 | 0 | 0 | 0 | 0
Cherry Point MCAS | 4.2169 | 5.284 | 0 |  | 15926 | 1 | 0.3 | 2 | 0.2 | 0.399 | 0.31792 | 62.7904 | 15926 | 15926 | 15926 | 15926 | 15926 | Craven | 1 | 1 | 1 | 1 | 1 | 0.3 | 0.3 | 0.3 | 0.3 | 0.3 | 2 | 2 | 2 | 2 | 2 | 0.2 | 0.2 | 0.2 | 0.2 | 0.2 | 0.395 | 0.395 | 0.395 | 0.395 | 0.395 | 0.292 | 0.292 | 0.292 | 0.292 | 0.292 | 0 | 0 | 0 | 0 | 0 | 0 | 0 | 0 | 0 | 0
Cherryville | 0.62717 | 3.2 | 0 |  | 5800 | 0.302 | 0.073 | 0.081 | 0.011 | 0.09 | 0.070167 | 52.069 | 6786 | 8211 | 9935 | 12021 | 14546 | Gaston | 0.679 | 0.821 | 0.994 | 1.202 | 1.45 | 0.074 | 0.089 | 0.11 | 0.13 | 0.158 | 0.015 | 0.018 | 0.022 | 0.026 | 0.032 | 0 | 0 | 0 | 0 | 0 | 0.035 | 0.042 | 0.051 | 0.062 | 0.075 | 0.14 | 0.17 | 0.21 | 0.25 | 0.31 | 0 | 0 | 0 | 0 | 0 | 0 | 0 | 0 | 0 | 0
Chimney Rock Water Works | 0.03125 | 0.196 | 0 |  | 252 | 0.013 | 0 | 0 | 0 | 0.005 | 0.01325 | 51.5873 | 258 | 268 | 274 | 280 | 288 | Rutherford | 0.015 | 0.016 | 0.017 | 0.018 | 0.019 | 0 | 0 | 0 | 0 | 0 | 0 | 0 | 0 | 0 | 0 | 0 | 0 | 0 | 0 | 0 | 0.006 | 0.006 | 0.007 | 0.007 | 0.008 | 0.015 | 0.016 | 0.017 | 0.018 | 0.019 | 0 | 0 | 0 | 0 | 0 | 0 | 0 | 0 | 0 | 0
China Grove | 0.36358 | 2 | 0 |  | 4224 | 0.232 | 0.015 | 0.045 | 0.015 | 0.003 | 0.053583 | 54.9242 | 4330 | 4583 | 4829 | 5024 | 5227 | Rowan | 0.238 | 0.252 | 0.266 | 0.276 | 0.288 | 0.016 | 0.017 | 0.017 | 0.018 | 0.019 | 0.046 | 0.047 | 0.048 | 0.049 | 0.05 | 0.016 | 0.017 | 0.017 | 0.018 | 0.019 | 0.003 | 0.003 | 0.003 | 0.004 | 0.004 | 0.055 | 0.057 | 0.06 | 0.062 | 0.065 | 0 | 0 | 0 | 0 | 0 | 0 | 0 | 0 | 0 | 0
Chinquapin Water Association | 0.30783 | 0.717 | 0.047 |  | 4361 | 0.22 | 0.004 | 0 | 0.019 | 0.001 | 0.016833 | 50.4471 | 4537 | 5000 | 5490 | 6000 | 6555 | Duplin | 0.242 | 0.253 | 0.265 | 0.276 | 0.289 | 0.01 | 0.011 | 0.011 | 0.012 | 0.012 | 0 | 0 | 0 | 0 | 0 | 0.029 | 0.029 | 0.03 | 0.03 | 0.031 | 0.003 | 0.003 | 0.003 | 0.003 | 0.004 | 0.019 | 0.019 | 0.02 | 0.021 | 0.022 | 0 | 0 | 0 | 0 | 0 | 0 | 0 | 0 | 0 | 0
Chocowinity | 0.18075 | 0.774 | 0 |  | 2600 | 0.142 | 0.015 | 0 | 0.001 | 0.012 | 0.01075 | 54.6154 | 2700 | 2900 | 3100 | 3300 | 3600 | Beaufort | 0.188 | 0.2 | 0.22 | 0.24 | 0.26 | 0.025 | 0.03 | 0.035 | 0.04 | 0.045 | 0.01 | 0.012 | 0.014 | 0.016 | 0.018 | 0.007 | 0.009 | 0.011 | 0.013 | 0.015 | 0.01 | 0.015 | 0.02 | 0.025 | 0.03 | 0.014 | 0.016 | 0.018 | 0.02 | 0.022 | 0 | 0 | 0 | 0 | 0 | 0 | 0 | 0 | 0 | 0
Chowan County | 0.83417 | 1.763 | 0 |  | 10762 | 0.575 | 0.057 | 0.005 | 0.032 | 0.055 | 0.11017 | 53.4287 | 11500 | 11650 | 11785 | 11902 | 12362 | Chowan | 0.6 | 0.65 | 0.705 | 0.775 | 0.825 | 0.05 | 0.055 | 0.065 | 0.075 | 0.09 | 0.005 | 0.005 | 0.006 | 0.007 | 0.01 | 0.022 | 0.023 | 0.025 | 0.028 | 0.03 | 0.038 | 0.04 | 0.05 | 0.055 | 0.065 | 0.116 | 0.125 | 0.138 | 0.152 | 0.165 | 0 | 0 | 0 | 0 | 0 | 0 | 0 | 0 | 0 | 0
City of Randleman | 0.9315 | 2.125 | 0 |  | 4334 | 0.287 | 0.079 | 0.53 | 0.014 | 0.002 | 0.0195 | 66.2206 | 4700 | 5100 | 5500 | 5900 | 6300 | Randolph | 0.216 | 0.235 | 0.253 | 0.271 | 0.29 | 0.163 | 0.171 | 0.201 | 0.233 | 0.245 | 0.348 | 0.404 | 0.468 | 0.543 | 0.543 | 0.048 | 0.056 | 0.064 | 0.072 | 0.08 | 0.025 | 0.027 | 0.029 | 0.031 | 0.033 | 0.013 | 0.015 | 0.017 | 0.019 | 0.02 | 0 | 0 | 0 | 0 | 0 | 0 | 0 | 0 | 0 | 0
City of Winston-Salem | 39.275 | 133 | 0.26571 |  | 348197 | 15.03 | 10.16 | 5.01 | 0.97 | 0.9 | 6.9393 | 43.1652 | 350000 | 401000 | 453000 | 505000 | 557000 | Forsyth | 17.797 | 19.317 | 20.838 | 22.725 | 25.065 | 6.697 | 8.046 | 8.546 | 9.166 | 9.935 | 12.38 | 14.43 | 14.43 | 14.43 | 14.43 | 1.372 | 1.489 | 1.606 | 1.751 | 1.931 | 0.734 | 0.83 | 0.872 | 0.922 | 0.986 | 1.95 | 2.15 | 2.36 | 2.6 | 2.85 | 0 | 0 | 0 | 0 | 0 | 8 | 0 | -2 | -6 | 0
Claremont | 0.29542 | 0.58 | 0 |  | 2030 | 0.099 | 0 | 0.167 | 0 | 0.01 | 0.019417 | 48.7685 | 2049 | 2090 | 2132 | 2174 | 2218 | Catawba | 0.102 | 0.105 | 0.107 | 0.109 | 0.111 | 0 | 0 | 0 | 0 | 0 | 0.168 | 0.171 | 0.175 | 0.178 | 0.182 | 0 | 0 | 0 | 0 | 0 | 0.01 | 0.01 | 0.011 | 0.011 | 0.011 | 0.017 | 0.018 | 0.018 | 0.019 | 0.019 | 0 | 0 | 0 | 0 | 0 | 0 | 0 | 0 | 0 | 0
Clarkton | 0.16892 | 0.684 | 0 |  | 900 | 0.064 | 0.008 | 0.06 | 0.01 | 0 | 0.026917 | 71.1111 | 920 | 930 | 940 | 950 | 960 | Bladen | 0.07 | 0.071 | 0.072 | 0.073 | 0.074 | 0.01 | 0.011 | 0.012 | 0.013 | 0.014 | 0.06 | 0.061 | 0.062 | 0.063 | 0.064 | 0.01 | 0.011 | 0.012 | 0.013 | 0.014 | 0.015 | 0.015 | 0.015 | 0.015 | 0.015 | 0.03 | 0.031 | 0.032 | 0.032 | 0.033 | 0 | 0 | 0 | 0 | 0 | 0 | 0 | 0 | 0 | 0
Clay Co WSD | 0.165 | 0.569 | 0 |  | 1384 | 0.049 | 0.039 | 0.007 | 0.015 | 0.045 | 0.01 | 35.4046 | 1413 | 1788 | 2020 | 2500 | 3009 | Clay | 0.056 | 0.065 | 0.085 | 0.095 | 0.11 | 0.045 | 0.05 | 0.07 | 0.09 | 0.11 | 0.01 | 0.02 | 0.03 | 0.04 | 0.05 | 0.02 | 0.029 | 0.033 | 0.039 | 0.046 | 0.05 | 0.052 | 0.055 | 0.058 | 0.06 | 0.023 | 0.032 | 0.039 | 0.047 | 0.056 | 0 | 0 | 0 | 0 | 0 | 0 | 0 | 0 | 0 | 0
Clayton | 2.6602 | 2.793 | 0 |  | 19066 | 1.022 | 0.428 | 0.945 | 0.057 | 0.011 | 0.19717 | 53.6033 | 21688 | 29127 | 39118 | 52535 | 70555 | Johnston | 1.106 | 1.349 | 1.644 | 2.004 | 2.443 | 0.463 | 0.565 | 0.688 | 0.839 | 1.023 | 1.123 | 1.247 | 1.52 | 1.853 | 2.259 | 0.062 | 0.075 | 0.092 | 0.112 | 0.136 | 0.012 | 0.015 | 0.018 | 0.022 | 0.026 | 0.253 | 0.309 | 0.376 | 0.459 | 0.559 | 1 | 0.9 | 0 | 0 | 0 | 0 | 0 | 0 | 0 | 0
Cleveland | 0.065083 | 0.206 | 0 |  | 870 | 0.045 | 0.006 | 0.006 | 0.004 | 0.002 | 0.0020833 | 51.7241 | 873 | 876 | 880 | 885 | 890 | Rowan | 0.047 | 0.048 | 0.048 | 0.048 | 0.048 | 0.008 | 0.008 | 0.008 | 0.008 | 0.008 | 0.01 | 0.01 | 0.01 | 0.01 | 0.01 | 0.006 | 0.006 | 0.006 | 0.006 | 0.006 | 0.002 | 0.002 | 0.002 | 0.002 | 0.002 | 0.012 | 0.012 | 0.013 | 0.013 | 0.013 | 0 | 0 | 0 | 0 | 0 | 0 | 0 | 0 | 0 | 0
Cleveland County Water | 4.5067 | 10 | 0.00083562 |  | 49761 | 2.818 | 0.191 | 0.313 | 0.073 | 0.405 | 0.70591 | 56.6307 | 51479 | 56919 | 62383 | 68371 | 73236 | Cleveland | 2.994 | 3.017 | 3.265 | 3.513 | 3.8 | 0.2 | 0.21 | 0.22 | 0.228 | 0.23 | 0.39 | 0.395 | 0.403 | 0.41 | 0.415 | 0.077 | 0.091 | 0.105 | 0.119 | 0.133 | 0.418 | 0.42 | 0.422 | 0.425 | 0.428 | 0.306 | 0.323 | 0.342 | 0.361 | 0.381 | 0 | 0 | 0 | 0 | 0 | 0 | 0 | 0 | 0 | 0
Cliffdale West | ERROR | 1.974 | 0 |  | 0 | 0 | 0 | 0 | 0 | 0 | #VALUE! | ERROR | 14080 | 14000 | 13900 | 13800 | 13700 | Cumberland | 1 | 0.98 | 0.975 | 0.95 | 0.9 | 0.022 | 0.02 | 0.018 | 0.015 | 0.012 | 0 | 0 | 0 | 0 | 0 | 0 | 0 | 0 | 0 | 0 | 0 | 0 | 0 | 0 | 0 | 0.015 | 0.015 | 0.015 | 0.014 | 0.013 | 0 | 0 | 0 | 0 | 0 | 0 | 0 | 0 | 0 | 0
Clinton | 1.6159 | 5.949 | 0.272 |  | 10275 | 0.403 | 0.733 | 0 | 0 | 0.015 | 0.19292 | 39.2214 | 11303 | 12433 | 13676 | 15044 | 16548 | Sampson | 0.443 | 0.487 | 0.536 | 0.59 | 0.649 | 0.764 | 0.84 | 0.925 | 1.018 | 1.119 | 0 | 0 | 0 | 0 | 0 | 0 | 0 | 0 | 0 | 0 | 0.017 | 0.018 | 0.02 | 0.022 | 0.024 | 0.141 | 0.155 | 0.171 | 0.188 | 0.207 | 0.8 | 0 | 0 | 0 | 0 | 0 | 0 | 0 | 0 | 0
Clyde | 0.21417 | 1 | 0 |  | 2978 | 0.13 | 0.009 | 0 | 0.003 | 0.01 | 0.062167 | 43.6535 | 2363 | 2589 | 2838 | 3110 | 3359 | Haywood | 0.225 | 0.247 | 0.271 | 0.296 | 0.32 | 0.013 | 0.014 | 0.016 | 0.017 | 0.018 | 0 | 0 | 0 | 0 | 0 | 0.004 | 0.004 | 0.004 | 0.005 | 0.005 | 0 | 0 | 0 | 0 | 0 | 0.04 | 0.04 | 0.04 | 0.04 | 0.04 | 0 | 0 | 0 | 0 | 0 | 0 | 0 | 0 | 0 | 0
Coats | 0.129 | 0.72 | 0 |  | 2360 | 0.105 | 0.013 | 0 | 0.004 | 0.001 | 0.006 | 44.4915 | 2302 | 2359 | 2418 | 2479 | 2531 | Harnett | 0.116 | 0.12 | 0.124 | 0.128 | 0.132 | 0.026 | 0.028 | 0.03 | 0.032 | 0.034 | 0 | 0 | 0 | 0 | 0 | 0.004 | 0.004 | 0.005 | 0.005 | 0.005 | 0.002 | 0.003 | 0.003 | 0.003 | 0.003 | 0.002 | 0.002 | 0.002 | 0.002 | 0.002 | 0 | 0 | 0 | 0 | 0 | 0 | 0 | 0 | 0 | 0
Cofield | 0.022167 | 0.144 | 0 |  | 407 | 0.017 | 0 | 0.007 | 0 | 0 | -0.0018333 | 41.769 | 407 | 408 | 408 | 408 | 409 | Hertford | 0.019 | 0.019 | 0.019 | 0.019 | 0.019 | 0.013 | 0.013 | 0.016 | 0.017 | 0.02 | 0.005 | 0.005 | 0.005 | 0.005 | 0.005 | 0.003 | 0.003 | 0.004 | 0.004 | 0.006 | 0.002 | 0.002 | 0.003 | 0.003 | 0.004 | 0.004 | 0.004 | 0.004 | 0.004 | 0.005 | 0 | 0 | 0 | 0 | 0 | 0 | 0 | 0 | 0 | 0
Columbia | 0.16392 | 0.407 | 0.0030082 |  | 891 | 0.048 | 0.09 | 0 | 0.012 | 0.01 | 0.00090845 | 53.8721 | 1000 | 1100 | 1200 | 1300 | 1400 | Tyrrell | 0.055 | 0.06 | #N/A | 0.07 | 0.075 | 0.1 | 0.105 | 0.11 | 0.115 | 0.12 | 0 | 0 | 0 | 0 | 0 | 0.014 | 0.016 | 0.018 | 0.02 | 0.022 | 0.012 | 0.014 | 0.016 | 0.018 | 0.02 | 0.016 | 0.017 | 0.018 | 0.02 | 0.021 | 0 | 0 | 0 | 0 | 0 | 0 | 0 | 0 | 0 | 0
Columbus | 0.24992 | 0.857 | 0 |  | 994 | 0.064 | 0.089 | 0 | 0 | 0.065 | 0.031917 | 64.3863 | 1001 | 1020 | 1050 | 1053 | 1059 | Polk | 0.065 | 0.07 | 0.075 | 0.08 | 0.085 | 0.095 | 0.095 | 0.095 | 0.098 | 0.098 | 0 | 0 | 0 | 0 | 0 | 0 | 0 | 0 | 0 | 0 | 0.056 | 0.054 | 0.053 | 0.052 | 0.051 | 0.019 | 0.02 | 0.022 | 0.022 | 0.023 | 0 | 0 | 0 | 0 | 0 | 0 | 0 | 0 | 0 | 0
Columbus Co WSD I | 0.17967 | 0.325 | 0 |  | 4367 | 0.169 | 0.016 | 0.003 | 0.009 | 0.008 | -0.025333 | 38.6993 | 4475 | 4600 | 4700 | 4825 | 4950 | Columbus | 0.173 | 0.178 | 0.182 | 0.187 | 0.191 | 0.016 | 0.016 | 0.017 | 0.018 | 0.019 | 0.003 | 0.003 | 0.003 | 0.003 | 0.003 | 0.009 | 0.009 | 0.009 | 0.01 | 0.01 | 0.008 | 0.008 | 0.008 | 0.009 | 0.009 | -0.025 | -0.026 | -0.027 | -0.028 | -0.028 | 0 | 0 | 0 | 0 | 0 | 0 | 0 | 0 | 0 | 0
Columbus Co WSD II | 0.555 | 0.648 | 0 |  | 4617 | 0.216 | 0.003 | 0.002 | 0.004 | 0.008 | 0.322 | 46.7836 | 4725 | 4850 | 4975 | 5100 | 5225 | Columbus | 0.221 | 0.227 | #N/A | 0.238 | 0.244 | 0.004 | 0.005 | 0.005 | 0.006 | 0.007 | 0.003 | 0.004 | 0.005 | 0.007 | 0.009 | 0.004 | 0.004 | 0.004 | 0.005 | 0.005 | 0.008 | 0.01 | 0.01 | 0.01 | 0.011 | 0.011 | 0.012 | 0.012 | 0.013 | 0.013 | 0 | 0 | 0 | 0 | 0 | 0 | 0 | 0 | 0 | 0
Columbus Co WSD III | 0.18083 | 0.648 | 0 |  | 3117 | 0.169 | 0.005 | 0.004 | 0.003 | 0.01 | -0.010167 | 54.2188 | 3165 | 3240 | 3315 | 3400 | 3475 | Columbus | 0.169 | 0.172 | #N/A | 0.18 | 0.184 | 0.005 | 0.005 | 0.005 | 0.006 | 0.006 | 0 | 0 | 0 | 0 | 0 | 0.003 | 0.003 | 0.004 | 0.004 | 0.005 | 0.01 | 0.01 | 0.011 | 0.012 | 0.013 | 0.013 | 0.013 | 0.013 | 0.016 | 0.014 | 0 | 0 | 0 | 0 | 0 | 0 | 0 | 0 | 0 | 0
Columbus Co WSD IV | 0.225 | 0.385 | 0 |  | 2454 | 0.095 | 0.004 | 0.024 | 0.004 | 0.005 | 0.093 | 38.7123 | 2510 | 2550 | 2625 | 2675 | 2750 | Columbus | 0.097 | 0.099 | #N/A | 0.104 | 0.106 | 0.006 | 0.006 | 0.007 | 0.007 | 0.008 | 0.024 | 0.025 | 0.028 | 0.03 | 0.035 | 0.01 | 0.011 | 0.012 | 0.013 | 0.014 | 0.005 | 0.005 | 0.005 | 0.005 | 0.006 | 0.009 | 0.009 | 0.009 | 0.01 | 0.01 | 0 | 0 | 0 | 0 | 0 | 0 | 0 | 0 | 0 | 0
Concord | 13.3003 | 28.75 | 1.63 |  | 99352 | 5.303 | 1.958 | 0.819 | 0.005 | 1.698 | 1.8872 | 53.3759 | 105589 | 124909 | 142355 | 154567 | 161894 | Cabarrus | 6.373 | 7.625 | 8.758 | 10.573 | 12.762 | 2.93 | 3.506 | 4.026 | 4.86 | 5.866 | 0.512 | 0.79 | 0.907 | 1.095 | 1.321 | 0.001 | 0.002 | 0.003 | 0.003 | 0.004 | 1.211 | 1.871 | 2.149 | 2.594 | 3.131 | 2.056 | 2.572 | 2.954 | 3.566 | 4.304 | 0 | 3 | 3 | 3 | 0 | 0 | 0 | 0 | 0 | 0
Concord Community WS | 0.081083 | 0.397 | 0 |  | 945 | 0.081 | 0 | 0 | 0 | 0.001 | -0.00091667 | 85.7143 | 1013 | 1120 | 1240 | 1370 | 1500 | Rutherford | 0.09 | 0.093 | 0.103 | 0.114 | 0.126 | 0 | 0 | 0 | 0 | 0 | 0 | 0 | 0 | 0 | 0 | 0 | 0 | 0 | 0 | 0 | 0.001 | 0.001 | 0.001 | 0.001 | 0.001 | 0.003 | 0.004 | 0.004 | 0.004 | 0.005 | 0 | 0 | 0 | 0 | 0 | 0 | 0 | 0 | 0 | 0
Connestee Falls | 0.22508 | 0.53 | 0 |  | 3206 | 0.099 | 0.004 | 0 | 0 | 0.044 | 0.078083 | 30.8796 | 3220 | 3385 | 3549 | 3714 | 3879 | Transylvania | 0.097 | 0.101 | 0.105 | 0.11 | 0.115 | 0.005 | 0.005 | 0.005 | 0.005 | 0.006 | 0 | 0 | 0 | 0 | 0 | 0 | 0 | 0 | 0 | 0 | 0.04 | 0.04 | 0.04 | 0.04 | 0.04 | 0.074 | 0.076 | 0.079 | 0.081 | 0.084 | 0 | 0 | 0 | 0 | 0 | 0 | 0 | 0 | 0 | 0
Conover | 1.6593 | 3 | 0.297 |  | 14327 | 0.714 | 0.162 | 0.159 | 0.096 | 0.022 | 0.20925 | 49.836 | 14542 | 14905 | 15278 | 15584 | 15895 | Catawba | 0.725 | 0.743 | 0.761 | 0.777 | 0.792 | 0.164 | 0.169 | 0.173 | 0.176 | 0.18 | 0.161 | 0.165 | 0.17 | 0.173 | 0.176 | 0.103 | 0.107 | 0.11 | 0.114 | 0.12 | 0.03 | 0.038 | 0.042 | 0.05 | 0.06 | 0.214 | 0.222 | 0.228 | 0.234 | 0.241 | 0 | 0 | 6 | 0 | 0 | 0 | 0 | 0 | 0 | 0
Conway | 0.25825 | 1.001 | 0 |  | 811 | 0.068 | 0.005 | 0.152 | 0.005 | 0 | 0.02825 | 83.8471 | 800 | 700 | 700 | 700 | 700 | Northampton | 0.07 | 0.07 | 0.07 | 0.07 | 0.07 | 0.035 | 0.035 | 0.03 | 0.03 | 0.03 | 0.165 | 0.165 | 0.165 | 0.165 | 0.165 | 0.002 | 0.002 | 0.002 | 0.002 | 0.002 | 0 | 0 | 0 | 0 | 0 | 0.011 | 0.011 | 0.01 | 0.01 | 0.01 | 0 | 0 | 0 | 0 | 0 | 0 | 0 | 0 | 0 | 0
Cove City | 0.035 | 0.25 | 0 |  | 440 | 0.023 | 0.003 | 0 | 0.002 | 0.002 | 0.005 | 52.2727 | 480 | 525 | 552 | 585 | 627 | Craven | 0.024 | 0.025 | 0.027 | 0.03 | 0.033 | 0.003 | 0.003 | 0.003 | 0.003 | 0.003 | 0 | 0 | 0 | 0 | 0 | 0.002 | 0.002 | 0.002 | 0.002 | 0.002 | 0.003 | 0.003 | 0.003 | 0.003 | 0.003 | 0.004 | 0.004 | 0.005 | 0.005 | 0.005 | 0 | 0 | 0 | 0 | 0 | 0 | 0 | 0 | 0 | 0
Craven County | 2.1728 | 3.539 | 0.054797 |  | 34157 | 1.626 | 0.302 | 0 | 0 | 0.1 | 0.090036 | 47.6037 | 35564 | 41593 | 48645 | 56892 | 62500 | Craven | 2 | 2.5 | 3 | 3.5 | 4 | 0.28 | 0.33 | 0.39 | 0.45 | 0.5 | 0 | 0 | 0 | 0 | 0 | 0 | 0 | 0 | 0 | 0 | 0.041 | 0.041 | 0.041 | 0.041 | 0.041 | 0.211 | 0.261 | 0.312 | 0.363 | 0.413 | 3 | 0 | 0 | 0 | 0 | 0.085 | 0 | 0 | 0 | 0
Creswell | 0.047083 | 0.284 | 0 |  | 482 | 0.027 | 0.004 | 0.003 | 0.005 | 0.003 | 0.0050833 | 56.0166 | 450 | 450 | 450 | 450 | 450 | Washington | 0.03 | 0.03 | #N/A | 0.03 | 0.03 | 0.006 | 0.006 | 0.006 | 0.006 | 0.006 | 0.01 | 0.01 | 0.01 | 0.01 | 0.01 | 0.005 | 0.005 | 0.005 | 0.005 | 0.005 | 0.003 | 0.003 | 0.003 | 0.003 | 0.003 | 0.004 | 0.004 | 0.004 | 0.004 | 0.004 | 0 | 0 | 0 | 0 | 0 | 0 | 0 | 0 | 0 | 0
Crossnore | 0.050833 | 0.086 | 0 |  | 235 | 0.01 | 0.013 | 0 | 0 | 0.001 | 0.026833 | 42.5532 | 236 | 239 | 242 | 244 | 268 | Avery | 0.01 | 0.01 | 0.01 | 0.01 | 0.01 | 0.013 | 0.013 | 0.013 | 0.013 | 0.013 | 0 | 0 | 0 | 0 | 0 | 0 | 0 | 0 | 0 | 0 | 0.001 | 0.001 | 0.001 | 0.001 | 0.001 | 0.024 | 0.024 | 0.024 | 0.024 | 0.024 | 0 | 0 | 0 | 0 | 0 | 0 | 0 | 0 | 0 | 0
Currituck Co - Mainland | 1.197 | 3.086 | 0 |  | 12500 | 0.586 | 0.189 | 0 | 0.016 | 0.33 | 0.076 | 46.88 | 12600 | 12800 | 13000 | 13200 | 13400 | Currituck | 0.578 | 0.58 | 0.59 | 0.6 | 0.61 | 0.67 | 0.68 | 0.69 | 0.7 | 0.71 | 0 | 0 | 0 | 0 | 0 | 0.016 | 0.017 | 0.018 | 0.019 | 0.02 | 0.293 | 0.299 | 0.305 | 0.314 | 0.319 | 0.18 | 0.18 | 0.18 | 0.18 | 0.18 | 0 | 0 | 0 | 0 | 0 | 0 | 0 | 0 | 0 | 0
Dallas | 0.58717 | 1 | 0 |  | 4570 | 0.322 | 0.206 | 0 | 0 | 0.048 | 0.011167 | 70.4595 | 7170 | 7456 | 7754 | 8064 | 8386 | Gaston | 0.324 | 0.328 | 0.33 | 0.335 | 0.34 | 0.207 | 0.208 | 0.209 | 0.21 | 0.211 | 0 | 0 | 0 | 0 | 0 | 0 | 0 | 0 | 0 | 0 | 0.189 | 0.19 | 0.191 | 0.192 | 0.193 | 0.057 | 0.058 | 0.059 | 0.059 | 0.059 | 0 | 0 | 0 | 0 | 0 | 0 | 0 | 0 | 0 | 0
Dan River Water Inc. | 0.91817 | 1.667 | 0 |  | 11953 | 0.794 | 0.011 | 0.048 | 0.015 | 0.005 | 0.045167 | 66.4268 | 12747 | 13499 | 14295 | 15138 | 15300 | Rockingham | 0.801 | 0.849 | 0.899 | 0.952 | 0.99 | 0.019 | 0.021 | 0.022 | 0.023 | 0.025 | 0.05 | 0.05 | 0.05 | 0.05 | 0.05 | 0.016 | 0.017 | 0.018 | 0.019 | 0.021 | 0.006 | 0.006 | 0.007 | 0.007 | 0.008 | 0.03 | 0.03 | 0.03 | 0.035 | 0.035 | 0 | 0 | 0 | 0 | 0 | 0 | 0 | 0 | 0 | 0
Danbury | 0.039167 | 0.061 | 0 |  | 108 | 0.004 | 0.001 | 0 | 0.019 | 0.002 | 0.013167 | 37.037 | 135 | 140 | 145 | 155 | 165 | Stokes | 0.005 | 0.005 | 0.005 | 0.005 | 0.006 | 0.001 | 0.001 | 0.001 | 0.002 | 0.002 | 0 | 0 | 0 | 0 | 0 | 0.023 | 0.023 | 0.024 | 0.024 | 0.025 | 0.002 | 0.002 | 0.002 | 0.002 | 0.002 | 0.005 | 0.005 | 0.006 | 0.006 | 0.007 | 0 | 0 | 0 | 0 | 0 | 0 | 0 | 0 | 0 | 0
Dare Co Regional | 5.5658 | 7.941 | 2.533 |  | 24500 | 2.708 | 0.142 | 0 | 0 | 0.327 | -0.14417 | 110.5306 | 24700 | 25600 | 26700 | 26000 | 26000 | Dare | 2.66 | 2.68 | 2.7 | 2.7 | 2.7 | 0.229 | 0.232 | 0.24 | 0.242 | 0.25 | 0 | 0 | 0 | 0 | 0 | 0 | 0 | 0 | 0 | 0 | 0.901 | 0.91 | 0.91 | 0.912 | 0.922 | 0.554 | 0.559 | 0.563 | 0.564 | 0.566 | 7 | 0 | 0 | 0 | 0 | 0 | 0 | 0 | 0 | 0
Dare Co Rodanthe-Waves-Salvo | 0.44542 | 1.608 | 0 |  | 1163 | 0.264 | 0.078 | 0 | 0.003 | 0.098 | 0.0024167 | 226.9991 | 1244 | 1331 | 1424 | 1524 | 1631 | Dare | 0.282 | 0.302 | 0.323 | 0.346 | 0.37 | 0.083 | 0.089 | 0.095 | 0.102 | 0.109 | 0 | 0 | 0 | 0 | 0 | 0 | 0 | 0 | 0 | 0 | 0.105 | 0.112 | 0.12 | 0.128 | 0.137 | 0.03 | 0.032 | 0.034 | 0.036 | 0.039 | 0 | 0 | 0 | 0 | 0 | 0 | 0 | 0 | 0 | 0
Dare Co. Cape Hatteras | 1.3794 | 3.34 | 0 |  | 5540 | 0.614 | 0.256 | 0 | 0 | 0.418 | 0.091417 | 110.8303 | 5817 | 6108 | 6413 | 6734 | 7070 | Dare | 0.645 | 0.677 | 0.711 | 0.746 | 0.783 | 0.269 | 0.282 | 0.296 | 0.311 | 0.327 | 0 | 0 | 0 | 0 | 0 | 0 | 0 | 0 | 0 | 0 | 0.439 | 0.461 | 0.484 | 0.508 | 0.533 | 0.137 | 0.143 | 0.15 | 0.158 | 0.166 | 0 | 0 | 0 | 0 | 0 | 0 | 0 | 0 | 0 | 0
Davidson Water | 10.6172 | 36 | 0.044178 |  | 153000 | 7.273 | 0.264 | 0.222 | 0.304 | 0.431 | 2.079 | 47.5359 | 163205 | 180705 | 198205 | 215705 | 233205 | Davidson | 8.181 | 9.204 | 10.354 | 11.649 | 13.105 | 0.271 | 0.297 | 0.323 | 0.349 | 0.379 | 0.241 | 0.265 | 0.291 | 0.321 | 0.353 | 0.329 | 0.362 | 0.398 | 0.438 | 0.482 | 0.385 | 0.432 | 0.485 | 0.545 | 0.611 | 1.482 | 1.664 | 1.867 | 2.096 | 2.352 | 0 | 0 | 0 | 0 | 0 | 0 | 0 | 0 | 0 | 0
Davie Co | 2.9196 | 73.5 | 0.0048438 |  | 26500 | 1.7 | 0.265 | 0.059 | 0.022 | 0.545 | 0.32374 | 64.1509 | 31418 | 37736 | 44796 | 52952 | 62361 | Davie | 1.944 | 2.235 | 2.57 | 2.956 | 3.399 | 0.205 | 0.235 | 0.271 | 0.311 | 0.358 | 0.178 | 0.205 | 0.236 | 0.271 | 0.312 | 0.071 | 0.082 | 0.094 | 0.108 | 0.125 | 0.328 | 0.377 | 0.433 | 0.498 | 0.573 | 0.337 | 0.387 | 0.445 | 0.512 | 0.589 | 0 | 0 | 0 | 0 | 0 | 0 | 0 | 0 | 0 | 0
Deep Run Water Corp | 0.96575 | 3.65 | 0 |  | 13675 | 0.643 | 0.05 | 0 | 0 | 0.032 | 0.24075 | 47.0201 | 16413 | 19630 | 23478 | 28080 | 28080 | Lenoir | 1.075 | 1.285 | 1.537 | 1.839 | 1.839 | 0.062 | 0.075 | 0.089 | 0.107 | 0.107 | 0 | 0 | 0 | 0 | 0 | 0 | 0 | 0 | 0 | 0 | 0 | 0 | 0 | 0 | 0 | 0.09 | 0.1 | 0.12 | 0.15 | 0.15 | 0 | 1.25 | 0 | 0 | 0 | 0 | 0 | 0 | 0 | 0
Denton | 1.307 | 2.3 | 0.72999 |  | 1686 | 0.081 | 0.025 | 0.045 | 0.011 | 0.349 | 0.066005 | 48.0427 | 1680 | 1700 | 1710 | 1725 | 1750 | Davidson | 0.082 | 0.085 | 0.086 | 0.086 | 0.088 | 0.025 | 0.026 | 0.027 | 0.028 | 0.03 | 0.048 | 0.05 | 0.052 | 0.054 | 0.056 | 0.012 | 0.015 | 0.017 | 0.018 | 0.02 | 0.349 | 0.349 | 0.349 | 0.349 | 0.349 | 0.069 | 0.07 | 0.071 | 0.071 | 0.072 | 0 | 0 | 0 | 0 | 0 | 0 | 0 | 1 | 0 | 0
Dobson | 0.92692 | 2.24 | 0.019836 |  | 2200 | 0.072 | 0.11 | 0.6 | 0.032 | 0.01 | 0.083081 | 32.7273 | 2222 | 2266 | 2310 | 2354 | 2398 | Surry | 0.101 | 0.103 | 0.104 | 0.106 | 0.107 | 0.103 | 0.105 | 0.11 | 0.115 | 0.12 | 0.563 | 0.565 | 0.57 | 0.575 | 0.58 | 0.022 | 0.023 | 0.024 | 0.025 | 0.026 | 0.016 | 0.016 | 0.016 | 0.016 | 0.016 | 0.07 | 0.07 | 0.07 | 0.07 | 0.07 | 0 | 0 | 0 | 0 | 0 | 0 | 0 | 0 | 0 | 0
Dover | 0.031 | 0.092 | 0 |  | 418 | 0.02 | 0.001 | 0 | 0.003 | 0.001 | 0.006 | 47.8469 | 422 | 427 | 435 | 440 | 445 | Craven | 0.023 | 0.023 | 0.024 | 0.026 | 0.027 | 0.002 | 0.003 | 0.004 | 0.004 | 0.004 | 0 | 0 | 0 | 0 | 0 | 0.002 | 0.002 | 0.002 | 0.002 | 0.002 | 0.001 | 0.001 | 0.001 | 0.001 | 0.001 | 0.006 | 0.006 | 0.006 | 0.007 | 0.007 | 0 | 0 | 0 | 0 | 0 | 0 | 0 | 0 | 0 | 0
Drexel | 0.19483 | 0.86 | 0 |  | 3200 | 0.158 | 0.02 | 0 | 0 | 0.002 | 0.014833 | 49.375 | 3474 | 3837 | 4239 | 4682 | 5172 | Burke | 0.161 | 0.176 | 0.192 | 0.21 | 0.23 | 0.016 | 0.018 | 0.019 | 0.021 | 0.023 | 0.016 | 0.018 | 0.019 | 0.021 | 0.023 | 0.029 | 0.032 | 0.035 | 0.038 | 0.041 | 0.002 | 0.002 | 0.003 | 0.003 | 0.003 | 0.013 | 0.013 | 0.014 | 0.015 | 0.016 | 0 | 0 | 0 | 0 | 0 | 0 | 0 | 0 | 0 | 0
Dublin | 0.063167 | 0.15 | 0 |  | 445 | 0.028 | 0 | 0 | 0 | 0.001 | 0.034167 | 62.9213 | 450 | 455 | 460 | 465 | 470 | Bladen | 0.028 | 0.029 | 0.03 | 0.031 | 0.032 | 0 | 0 | 0 | 0 | 0 | 0 | 0 | 0 | 0 | 0 | 0 | 0 | 0 | 0 | 0 | 0.001 | 0.001 | 0.001 | 0.001 | 0.001 | 0.022 | 0.023 | 0.024 | 0.024 | 0.025 | 0 | 0 | 0 | 0 | 0 | 0 | 0 | 0 | 0 | 0
Dunn | 3.2568 | 12 | 1.401 |  | 9549 | 0.545 | 0.492 | 0.089 | 0.159 | 0.3 | 0.27083 | 57.074 | 9599 | 9699 | 9799 | 9899 | 9999 | Harnett | 0.553 | 0.564 | 0.575 | 0.587 | 0.599 | 0.535 | 0.546 | 0.557 | 0.568 | 0.579 | 0.097 | 0.099 | 0.101 | 0.103 | 0.105 | 0.17 | 0.173 | 0.177 | 0.181 | 0.185 | 0.31 | 0.32 | 0.33 | 0.34 | 0.35 | 0.279 | 0.286 | 0.292 | 0.299 | 0.305 | 0 | 0 | 0 | 0 | 0 | 0 | 0 | 0 | 0 | 0
Duplin Co | 1.6422 | 4.261 | 0 |  | 17000 | 0.947 | 0.118 | 0.325 | 0.021 | 0.015 | 0.21625 | 55.7059 | 16252 | 16533 | 17101 | 17448 | 17961 | Duplin | 0.968 | 0.972 | 0.986 | 0.99 | 0.994 | 0.1 | 0.105 | 0.11 | 0.115 | 0.115 | 0.212 | 0.229 | 0.236 | 0.242 | 0.248 | 0.153 | 0.157 | 0.163 | 0.168 | 0.175 | 0 | 0 | 0 | 0 | 0 | 0.411 | 0.419 | 0.429 | 0.434 | 0.439 | 0 | 0 | 0 | 0 | 0 | 0 | 0 | 0 | 0 | 0
Durham | 28.0033 | 37.9 | 0.29893 |  | 268612 | 12.68 | 5.86 | 1.1 | 2.61 | 2.24 | 3.2144 | 47.2056 | 286419 | 329421 | 372423 | 415425 | 458426 | Durham | 15.47 | 17.46 | 19.37 | 21.19 | 22.92 | 7.19 | 8.4 | 9.5 | 10.53 | 11.49 | 1.24 | 1.47 | 1.68 | 1.89 | 2.07 | 2.19 | 2.41 | 2.63 | 2.84 | 3.05 | 1.04 | 1.16 | 1.3 | 1.42 | 1.51 | 3.53 | 3.24 | 3.62 | 3.98 | 3.33 | 5.2 | 6.5 | 0 | 0 | 0 | 0 | 0 | 0 | 0 | 0
Durham County (Rougemont) | ERROR | 0 | 0 |  | #N/A | 0 | 0 | 0 | 0 | 0 | #VALUE! | ERROR | 0 | 0 | 0 | 0 | 0 | Durham | 0 | 0 | #N/A | 0 | 0 | 0 | 0 | 0 | 0 | 0 | 0 | 0 | 0 | 0 | 0 | 0 | 0 | 0 | 0 | 0 | 0 | 0 | 0 | 0 | 0 | 0 | 0 | 0 | 0 | 0 | 0 | 0 | 0 | 0 | 0 | 0 | 0 | 0 | 0 | 0
East Arcadia | 0.13183 | 0.47 | 0.016044 |  | 508 | 0.034 | 0 | 0 | 0 | 0.001 | 0.080789 | 66.9291 | 509 | 515 | 521 | 527 | 533 | Bladen | 0.034 | 0.034 | 0.034 | 0.034 | 0.034 | 0 | 0 | 0 | 0 | 0 | 0 | 0 | 0 | 0 | 0 | 0 | 0 | 0 | 0 | 0 | 0.001 | 0.001 | 0.001 | 0.001 | 0.001 | 0.081 | 0.081 | 0.081 | 0.081 | 0.081 | 0 | 0 | 0 | 0 | 0 | 0 | 0 | 0 | 0 | 0
East Bend | 0.062083 | 0.245 | 0 |  | 1422 | 0.04 | 0.008 | 0 | 0.002 | 0.002 | 0.010083 | 28.1294 | 1429 | 1443 | 1457 | 1472 | 1487 | Yadkin | 0.043 | 0.043 | 0.043 | 0.043 | 0.043 | 0.007 | 0.007 | 0.007 | 0.007 | 0.008 | 0.001 | 0.001 | 0.001 | 0.001 | 0.001 | 0.002 | 0.002 | 0.002 | 0.002 | 0.003 | 0.002 | 0.002 | 0.002 | 0.002 | 0.002 | 0.012 | 0.012 | 0.012 | 0.012 | 0.013 | 0 | 0 | 0 | 0 | 0 | 0 | 0 | 0 | 0 | 0
East Moore Water District | 0.9695 | 3 | 0.61 |  | 6732 | 0.28 | 0.03 | 0 | 0 | 0.029 | 0.0205 | 41.5924 | 6800 | 6947 | 7080 | 7227 | 7480 | Moore | 0.3 | 0.325 | #N/A | 0.375 | 0.428 | 0.035 | 0.035 | 0.035 | 0.035 | 0.035 | 0 | 0 | 0 | 0 | 0 | 0.004 | 0.004 | 0.005 | 0.006 | 0.007 | 0.024 | 0.024 | 0.024 | 0.024 | 0.024 | 0.047 | 0.054 | 0.063 | 0.075 | 0.084 | 0 | 0 | 0 | 0 | 0 | 0 | 0 | 0 | 0 | 0
East Spencer | 0.13317 | 0.5 | 0 |  | 1514 | 0.083 | 0.001 | 0.015 | 0.014 | 0.001 | 0.019167 | 54.8217 | 1541 | 1572 | 1604 | 1636 | 1668 | Rowan | 0.085 | 0.086 | 0.087 | 0.088 | 0.089 | 0.001 | 0.001 | 0.001 | 0.001 | 0.001 | 0.015 | 0.015 | 0.015 | 0.016 | 0.016 | 0.014 | 0.014 | 0.015 | 0.015 | 0.015 | 0.001 | 0.001 | 0.002 | 0.002 | 0.002 | 0.019 | 0.02 | 0.02 | 0.02 | 0.021 | 0 | 0 | 0 | 0 | 0 | 0 | 0 | 0 | 0 | 0
Eastern Pines Water Corporation | 1.4686 | 3.625 | 0.00038356 |  | 19543 | 1.155 | 0.305 | 0 | 0 | 0.005 | 0.0031998 | 59.1004 | 32160 | 45810 | 57000 | 71500 | 89500 | Pitt | 1.9 | 2.7 | #N/A | 4.2 | 5.3 | 0.32 | 0.43 | 0.48 | 0.52 | 0.56 | 0 | 0 | 0 | 0 | 0 | 0 | 0 | 0 | 0 | 0 | 0 | 0 | 0 | 0 | 0 | 0 | 0 | 0 | 0 | 0 | 0 | 0 | 0 | 0 | 0 | 0 | 0 | 0 | 0 | 0
Eastover Sanitary District | 0.40942 | 1 | 0 |  | 6340 | 0.303 | 0.043 | 0 | 0.01 | 0.002 | 0.051417 | 47.7918 | 6400 | 6500 | 6600 | 6700 | 6800 | Cumberland | 0.315 | 0.32 | #N/A | 0.34 | 0.35 | 0.042 | 0.044 | 0.046 | 0.048 | 0.05 | 0 | 0 | 0 | 0 | 0 | 0.013 | 0.014 | 0.015 | 0.016 | 0.017 | 0.002 | 0.002 | 0.002 | 0.002 | 0.002 | 0.053 | 0.054 | 0.056 | 0.058 | 0.06 | 0 | 0 | 0 | 0 | 0 | 0 | 0 | 0 | 0 | 0
Eden | 5.5837 | 24.17 | 0.82075 |  | 15527 | 0.816 | 0.199 | 1.248 | 0.578 | 1.26 | 0.662 | 52.5536 | 16147 | 16390 | 16513 | 16636 | 16800 | Rockingham | 1.175 | 1.185 | 1.195 | 1.2 | 1.205 | 0.2 | 0.2 | 0.21 | 0.21 | 0.22 | 1.5 | 1.55 | 1.6 | 1.65 | 1.7 | 0.6 | 0.6 | 0.65 | 0.65 | 0.7 | 1.2 | 1.2 | 1.2 | 1.2 | 1.2 | 0.752 | 0.762 | 0.781 | 0.79 | 0.809 | 0 | 0 | 0 | 0 | 0 | 0 | 0 | 0 | 0 | 0
Edenton | 0.49433 | 1.258 | 0 |  | 5500 | 0.196 | 0.091 | 0.018 | 0.097 | 0.042 | 0.050333 | 35.6364 | 5582 | 5642 | 5702 | 5784 | 5833 | Chowan | 0.196 | 0.207 | 0.218 | 0.23 | 0.242 | 0.1 | 0.115 | 0.126 | 0.138 | 0.152 | 0.016 | 0.017 | 0.018 | 0.018 | 0.019 | 0.101 | 0.114 | 0.127 | 0.138 | 0.151 | 0.022 | 0.022 | 0.022 | 0.022 | 0.022 | 0.126 | 0.137 | 0.148 | 0.158 | 0.169 | 0 | 0 | 0 | 0 | 0 | 0 | 0 | 0 | 0 | 0
Edgecombe Co WSD | 0.954 | 1.35 | 0 |  | 13843 | 0.634 | 0.109 | 0.004 | 0 | 0.07 | 0.137 | 45.7993 | 14200 | 14250 | 14300 | 14350 | 14400 | Edgecombe | 0.65 | 0.653 | 0.655 | 0.658 | 0.66 | 0.11 | 0.12 | 0.125 | 0.13 | 0.135 | 0.026 | 0.027 | 0.028 | 0.029 | 0.03 | 0 | 0 | 0 | 0 | 0 | 0.075 | 0.076 | 0.077 | 0.079 | 0.08 | 0.15 | 0.152 | 0.154 | 0.156 | 0.157 | 0 | 0 | 0 | 0 | 0 | 0 | 0 | 0 | 0 | 0
Elizabeth City | 2.1642 | 2.652 | 0.0038603 |  | 18683 | 0.758 | 0.371 | 0.004 | 0.323 | 0.175 | 0.52931 | 40.5716 | 18683 | 18683 | 18683 | 18730 | 18917 | Pasquotank | 0.759 | 0.887 | #N/A | 1 | 1.05 | 0.371 | 0.371 | 0.371 | 0.371 | 0.373 | 0.005 | 0.005 | 0.005 | 0.005 | 0.005 | 0.323 | 0.323 | 0.323 | 0.326 | 0.329 | 0.175 | 0.175 | 0.175 | 0.175 | 0.175 | 0.531 | 0.576 | 0.598 | 0.62 | 0.639 | 0.5 | 0 | 0 | 0 | 0 | 0 | 0 | 0 | 0 | 0
Elizabethtown | 0.49167 | 1.397 | 4.9315e-05 |  | 3608 | 0.197 | 0.074 | 0.011 | 0.109 | 0.032 | 0.068617 | 54.6009 | 3612 | 3641 | 3670 | 3699 | 3728 | Bladen | 0.181 | 0.183 | 0.185 | 0.187 | 0.189 | 0.159 | 0.162 | 0.167 | 0.172 | 0.186 | 0.015 | 0.017 | 0.019 | 0.021 | 0.025 | 0.057 | 0.059 | 0.059 | 0.06 | 0.06 | 0.031 | 0.031 | 0.031 | 0.031 | 0.031 | 0.076 | 0.078 | 0.079 | 0.081 | 0.085 | 0 | 0 | 0 | 0 | 0 | 0 | 0 | 0 | 0 | 0
Elk Park | 0.11783 | 0.237 | 0 |  | 495 | 0.037 | 0.005 | 0 | 0.009 | 0.034 | 0.032833 | 74.7475 | 496 | 501 | 506 | 511 | 516 | Avery | 0.037 | 0.037 | 0.037 | 0.037 | 0.037 | 0.005 | 0.005 | 0.005 | 0.005 | 0.005 | 0 | 0 | 0 | 0 | 0 | 0.009 | 0.009 | 0.009 | 0.009 | 0.01 | 0.001 | 0.001 | 0.001 | 0.001 | 0.001 | 0.008 | 0.008 | 0.008 | 0.008 | 0.008 | 0 | 0 | 0 | 0 | 0 | 0 | 0 | 0 | 0 | 0
Elkin | 0.771 | 5.8 | 0.082225 |  | 4000 | 0.166 | 0.171 | 0.108 | 0.101 | 0.055 | 0.087775 | 41.5 | 4000 | 4120 | 4480 | 4600 | 4840 | Surry | 0.165 | 0.17 | 0.185 | 0.19 | 0.2 | 0.17 | 0.18 | 0.185 | 0.19 | 0.19 | 0.11 | 0.115 | 0.12 | 0.125 | 0.13 | 0.1 | 0.105 | 0.11 | 0.11 | 0.115 | 0.075 | 0.075 | 0.075 | 0.075 | 0.075 | 0.091 | 0.094 | 0.099 | 0.101 | 0.104 | 0 | 0 | 0 | 0 | 0 | 0 | 0 | 0 | 0 | 0
Ellenboro | 0.137 | 0.333 | 0 |  | 2057 | 0.092 | 0.007 | 0.001 | 0.013 | 0.003 | 0.021 | 44.7253 | 2065 | 2070 | 2078 | 2099 | 2120 | Rutherford | 0.092 | 0.092 | 0.092 | 0.092 | 0.092 | 0.007 | 0.008 | 0.009 | 0.01 | 0.011 | 0.001 | 0.001 | 0.001 | 0.001 | 0.001 | 0.013 | 0.013 | 0.013 | 0.013 | 0.013 | 0.002 | 0.002 | 0.002 | 0.002 | 0.002 | 0.022 | 0.022 | 0.022 | 0.023 | 0.023 | 0 | 0 | 0 | 0 | 0 | 0 | 0 | 0 | 0 | 0
Ellerbe | 0.13042 | 0.22 | 0 |  | 1200 | 0.088 | 0.005 | 0.012 | 0.006 | 0.001 | 0.018417 | 73.3333 | 1200 | 1200 | 1200 | 1200 | 1200 | Richmond | 0.09 | 0.09 | 0.09 | 0.09 | 0.09 | 0.005 | 0.005 | 0.005 | 0.005 | 0.005 | 0.012 | 0.012 | 0.012 | 0.012 | 0.012 | 0.006 | 0.006 | 0.006 | 0.006 | 0.006 | 0.001 | 0.001 | 0.001 | 0.001 | 0.001 | 0.018 | 0.018 | 0.018 | 0.018 | 0.018 | 0 | 0 | 0 | 0 | 0 | 0 | 0 | 0 | 0 | 0
Elm City | 0.14642 | 0.452 | 0 |  | 1326 | 0.065 | 0.009 | 0 | 0.006 | 0.002 | 0.064417 | 49.0196 | 1400 | 1500 | 1525 | 1550 | 1575 | Wilson | 0.07 | 0.072 | #N/A | 0.076 | 0.078 | 0.01 | 0.012 | 0.014 | 0.016 | 0.018 | 0 | 0 | 0 | 0 | 0 | 0.007 | 0.008 | 0.009 | 0.01 | 0.011 | 0.004 | 0.005 | 0.006 | 0.007 | 0.008 | 0.071 | 0.076 | 0.08 | 0.085 | 0.09 | 0 | 0 | 0 | 0 | 0 | 0 | 0 | 0 | 0 | 0
Elon | 0.56958 | 1.6 | 0 |  | 11340 | 0.329 | 0.022 | 0.008 | 0.242 | 0.002 | -0.033417 | 29.0123 | 13154 | 18416 | 20258 | 22284 | 24512 | Alamance | 0.359 | 0.444 | 0.484 | 0.527 | 0.574 | 0.025 | 0.033 | 0.042 | 0.055 | 0.071 | 0.008 | 0.009 | 0.009 | 0.009 | 0.009 | 0.266 | 0.332 | 0.415 | 0.519 | 0.649 | 0.01 | 0.014 | 0.02 | 0.027 | 0.038 | 0.02 | 0.036 | 0.065 | 0.075 | 0.086 | 0 | 0 | 0 | 0 | 0 | 0 | 0 | 0 | 0 | 0
Energy United Water | 1.8188 | 2.5 | 0.95 |  | 12260 | 0.615 | 0.044 | 0.119 | 0.058 | 0.001 | 0.031833 | 50.1631 | 12450 | 13125 | 13775 | 15275 | 21000 | Alexander | 0.548 | 0.575 | 0.615 | 0.645 | 0.675 | 0.055 | 0.06 | 0.065 | 0.07 | 0.075 | 0.111 | 0.115 | 0.125 | 0.135 | 0.145 | 0.05 | 0.055 | 0.06 | 0.065 | 0.07 | 0.01 | 0.01 | 0.01 | 0.01 | 0.01 | 0.075 | 0.08 | 0.085 | 0.09 | 0.095 | 0 | 0 | 0 | 0 | 0 | 0 | 0 | 0 | 0 | 0
Enfield Water System | 0.2725 | 7.3 | 0.001 |  | 2744 | 0.128 | 0.057 | 0.026 | 0 | 0.061 | -0.0005 | 46.6472 | 2750 | 2800 | 2850 | 2900 | 3000 | Halifax | 0.13 | 0.132 | 0.134 | 0.136 | 0.14 | 0.059 | 0.061 | 0.063 | 0.065 | 0.067 | 0.028 | 0.03 | 0.032 | 0.034 | 0.036 | 0 | 0 | 0 | 0 | 0 | 0.061 | 0.061 | 0.061 | 0.061 | 0.061 | 0.049 | 0.05 | 0.051 | 0.052 | 0.054 | 0 | 0 | 0 | 0 | 0 | 0 | 0 | 0 | 0 | 0
Everetts | 0.026917 | 0.045 | 0 |  | 159 | 0.017 | 0.006 | 0 | 0 | 0.002 | 0.0019167 | 106.9182 | 400 | 425 | 450 | 475 | 500 | Martin | 0.02 | 0.021 | 0.022 | 0.023 | 0.024 | 0.005 | 0.005 | 0.005 | 0.005 | 0.005 | 0 | 0 | 0 | 0 | 0 | 0 | 0 | 0 | 0 | 0 | 0.002 | 0.002 | 0.002 | 0.002 | 0.002 | 0.002 | 0.002 | 0.002 | 0.002 | 0.002 | 0 | 0 | 0 | 0 | 0 | 0 | 0 | 0 | 0 | 0
Fair Bluff | 0.14025 | 0.948 | 0 |  | 950 | 0.124 | 0.012 | 0.002 | 0.002 | 0 | 0.00025 | 130.5263 | 800 | 850 | 950 | 1000 | 1050 | Columbus | 0.105 | 0.125 | 0.135 | 0.145 | 0.155 | 0.005 | 0.009 | 0.009 | 0.02 | 0.025 | 0.002 | 0.004 | 0.004 | 0.004 | 0.007 | 0.002 | 0.005 | 0.008 | 0.008 | 0.008 | 0 | 0 | 0 | 0 | 0 | 0.006 | 0.007 | 0.008 | 0.009 | 0.01 | 0.288 | 0 | 0 | 0 | 0 | 0 | 0 | 0 | 0 | 0
Fairfield Harbour | 0.33733 | 1.012 | 0 |  | 4694 | 0.204 | 0.004 | 0 | 0 | 0.011 | 0.11833 | 43.4597 | 6739 | 7466 | 7466 | 7466 | 7466 | Craven | 0.404 | 0.479 | 0.479 | 0.479 | 0.479 | 0.01 | 0.012 | 0.012 | 0.012 | 0.012 | 0 | 0 | 0 | 0 | 0 | 0 | 0 | 0 | 0 | 0 | 0.013 | 0.013 | 0.013 | 0.013 | 0.013 | 0.228 | 0.269 | 0.269 | 0.269 | 0.269 | 0 | 0 | 0 | 0 | 0 | 0 | 0 | 0 | 0 | 0
Fairfield Sapphire | 0.348 | 0.644 | 0 |  | 3886 | 0.134 | 0.02 | 0 | 0 | 0.021 | 0.173 | 34.4828 | 4191 | 4681 | 4747 | 4747 | 4747 | Jackson | 0.132 | 0.138 | 0.139 | 0.139 | 0.139 | 0.018 | 0.03 | 0.03 | 0.03 | 0.03 | 0 | 0 | 0 | 0 | 0 | 0 | 0 | 0 | 0 | 0 | 0.01 | 0.01 | 0.01 | 0.01 | 0.01 | 0.16 | 0.178 | 0.179 | 0.179 | 0.179 | 0.049 | 0 | 0 | 0 | 0 | 0 | 0 | 0 | 0 | 0
Fairmont | 0.34183 | 1.386 | 0 |  | 2620 | 0.281 | 0.015 | 0 | 0 | 0 | 0.045833 | 107.2519 | 2844 | 2958 | 3076 | 3200 | 3500 | Robeson | 0.327 | 0.34 | 0.354 | 0.368 | 0.375 | 0.05 | 0.06 | 0.065 | 0.07 | 0.075 | 0.1 | 0.1 | 0.1 | 0.1 | 0.1 | 0.01 | 0.01 | 0.01 | 0.01 | 0.01 | 0 | 0 | 0 | 0 | 0 | 0.033 | 0.034 | 0.036 | 0.037 | 0.038 | 0 | 0 | 0 | 0 | 0 | 0 | 0 | 0 | 0 | 0
Faison | 0.5985 | 1.44 | 0 |  | 995 | 0.142 | 0.012 | 0.377 | 0 | 0.021 | 0.0465 | 142.7136 | 820 | 850 | 875 | 900 | 925 | Duplin | 0.11 | 0.116 | 0.121 | 0.125 | 0.129 | 0.302 | 0.319 | 0.337 | 0.355 | 0.357 | 0 | 0 | 0 | 0 | 0 | 0 | 0 | 0 | 0 | 0 | 0.023 | 0.023 | 0.023 | 0.023 | 0.023 | 0.023 | 0.024 | 0.026 | 0.027 | 0.027 | 0 | 0 | 0 | 0 | 0 | 0 | 0 | 0 | 0 | 0
Faith | 0.0825 | 0.209 | 0 |  | 1000 | 0.07 | 0 | 0 | 0 | 0 | 0.0125 | 70 | 1010 | 1030 | 1160 | 1170 | 1180 | Rowan | 0.06 | 0.06 | 0.07 | 0.07 | 0.07 | 0 | 0.01 | 0.01 | 0.01 | 0.01 | 0 | 0 | 0 | 0 | 0 | 0 | 0 | 0 | 0 | 0 | 0 | 0 | 0 | 0 | 0 | 0.009 | 0.01 | 0.011 | 0.011 | 0.011 | 0 | 0 | 0 | 0 | 0 | 0 | 0 | 0 | 0 | 0
Falcon | 0.12242 | 0.2 | 0.009 |  | 730 | 0.071 | 0.034 | 0 | 0.012 | 0 | -0.0035833 | 97.2603 | 733 | 740 | 748 | 755 | 763 | Cumberland | 0.062 | 0.062 | 0.063 | 0.063 | 0.064 | 0.034 | 0.034 | 0.035 | 0.035 | 0.035 | 0 | 0 | 0 | 0 | 0 | 0.012 | 0.013 | 0.013 | 0.014 | 0.015 | 0.001 | 0.001 | 0.001 | 0.001 | 0.001 | 0.006 | 0.006 | 0.006 | 0.006 | 0.006 | 0 | 0 | 0 | 0 | 0 | 0 | 0 | 0 | 0 | 0
Fallston Water System | 0.0465 | 0.079 | 0 |  | 589 | 0.029 | 0.011 | 0 | 0 | 0.001 | 0.0055 | 49.236 | 591 | 593 | 598 | 604 | 610 | Cleveland | 0.029 | 0.029 | 0.029 | 0.029 | 0.029 | 0.011 | 0.011 | 0.012 | 0.012 | 0.012 | 0 | 0 | 0 | 0 | 0 | 0 | 0 | 0 | 0 | 0 | 0.001 | 0.001 | 0.001 | 0.001 | 0.001 | 0.006 | 0.006 | 0.006 | 0.006 | 0.006 | 0 | 0 | 0 | 0 | 0 | 0 | 0 | 0 | 0 | 0
Farmville | 0.74992 | 2.917 | 0.065 |  | 7176 | 0.539 | 0.013 | 0.017 | 0.019 | 0.059 | 0.037917 | 75.1115 | 7553 | 7750 | 7901 | 8059 | 9205 | Pitt | 0.545 | 0.575 | #N/A | 0.625 | 0.65 | 0.016 | 0.018 | 0.022 | 0.025 | 0.03 | 0.019 | 0.022 | 0.026 | 0.031 | 0.035 | 0.02 | 0.022 | 0.025 | 0.027 | 0.03 | 0.059 | 0.059 | 0.059 | 0.059 | 0.059 | 0.051 | 0.054 | 0.057 | 0.059 | 0.062 | 0 | 0 | 0 | 0 | 0 | 0.151 | 0 | 0 | 0 | 0
Fayetteville | 27.7048 | 85.8 | 3.535 |  | 205383 | 10.082 | 4.944 | 2.699 | 0 | 2.99 | 3.4548 | 49.0888 | 239581 | 288478 | 341054 | 357570 | 374086 | Cumberland | 15.094 | 18.174 | 21.486 | 22.527 | 23.567 | 6.469 | 7.789 | 9.209 | 9.655 | 10.101 | 5.81 | 9.77 | 13.51 | 18.57 | 23.63 | 0 | 0 | 0 | 0 | 0 | 2.722 | 3.474 | 4.241 | 4.849 | 5.448 | 2.444 | 3.12 | 3.809 | 4.355 | 4.893 | 0 | 0 | 0 | 0 | 0 | 0.495 | 0.326 | 0.384 | 0.464 | 0.37
First Craven Sanitary District | 0.54125 | 1.476 | 0 |  | 6000 | 0.296 | 0.022 | 0.004 | 0.003 | 0.082 | 0.13425 | 49.3333 | 6100 | 6800 | 9000 | 10000 | 12500 | Craven | 0.34 | 0.4 | 0.6 | 0.65 | 0.75 | 0.025 | 0.05 | 0.1 | 0.13 | 0.15 | 0.006 | 0.015 | 0.02 | 0.034 | 0.05 | 0.005 | 0.01 | 0.025 | 0.03 | 0.04 | 0.095 | 0.105 | 0.12 | 0.125 | 0.14 | 0.156 | 0.192 | 0.287 | 0.321 | 0.375 | 0 | 0.25 | 0 | 0 | 0 | 0 | 0 | 0 | 0 | 0
Flowers Plantation | 0.36892 | 0.588 | 0 |  | 4610 | 0.277 | 0.038 | 0 | 0 | 0.021 | 0.032917 | 60.0868 | 4885 | 5570 | 6095 | 6095 | 6095 | Johnston | 0.299 | 0.343 | 0.377 | 0.377 | 0.377 | 0.038 | 0.038 | 0.038 | 0.038 | 0.038 | 0 | 0 | 0 | 0 | 0 | 0 | 0 | 0 | 0 | 0 | 0 | 0 | 0 | 0 | 0 | 0.084 | 0.095 | 0.104 | 0.104 | 0.104 | 0 | 0.005 | 0 | 0 | 0 | 0 | 0 | 0 | 0 | 0
Fontana Dam | 0.25992 | 0.5 | 0 |  | 25 | 0.002 | 0.012 | 0 | 0 | 0.013 | 0.23292 | 80 | 30 | 30 | 30 | 30 | 30 | Graham | 0.002 | 0.002 | 0.002 | 0.002 | 0.002 | 0.012 | 0.012 | 0.012 | 0.012 | 0.012 | 0 | 0 | 0 | 0 | 0 | 0 | 0 | 0 | 0 | 0 | 0.013 | 0.013 | 0.013 | 0.013 | 0.013 | 0.233 | 0.233 | 0.233 | 0.233 | 0.233 | 0 | 0 | 0 | 0 | 0 | 0 | 0 | 0 | 0 | 0
Forest City | 2.0797 | 12 | 0.286 |  | 16558 | 0.758 | 0.439 | 0.183 | 0.139 | 0.1 | 0.17467 | 45.7785 | 17200 | 18100 | 20200 | 22600 | 25300 | Rutherford | 0.783 | 0.824 | 0.919 | 1.028 | 1.151 | 0.46 | 0.523 | 0.594 | 0.676 | 0.768 | 0.66 | 0.71 | 0.77 | 0.83 | 0.89 | 0.15 | 0.16 | 0.18 | 0.2 | 0.22 | 0.08 | 0.085 | 0.09 | 0.095 | 0.1 | 0.224 | 0.242 | 0.268 | 0.297 | 0.329 | 0 | 0 | 0 | 0 | 0 | 0 | 0 | 0 | 0 | 0
Fork Township SD | 0.83625 | 1.751 | 0 |  | 11770 | 0.666 | 0.117 | 0 | 0 | 0.02 | 0.03325 | 56.5845 | 13171 | 15285 | 17738 | 20585 | 23889 | Wayne | 0.732 | 0.85 | #N/A | 1.144 | 1.328 | 0.125 | 0.13 | 0.151 | 0.175 | 0.203 | 0 | 0 | 0 | 0 | 0 | 0 | 0 | 0 | 0 | 0 | 0.017 | 0.02 | 0.023 | 0.026 | 0.031 | 0.061 | 0.07 | 0.081 | 0.094 | 0.109 | 0.19 | 0.4 | 0 | 0 | 0 | 0 | 0 | 0 | 0 | 0
Fork Township SD Purchase System | ERROR | 0 | 0 |  | #N/A | 0 | 0 | 0 | 0 | 0 | #VALUE! | ERROR | 0 | 0 | 0 | 0 | 0 | Wayne | 0 | 0 | #N/A | 0 | 0 | 0 | 0 | 0 | 0 | 0 | 0 | 0 | 0 | 0 | 0 | 0 | 0 | 0 | 0 | 0 | 0 | 0 | 0 | 0 | 0 | 0 | 0 | 0 | 0 | 0 | 0 | 0 | 0 | 0 | 0 | 0 | 0 | 0 | 0 | 0
Fountain | 0.065833 | 0.1 | 0 |  | 431 | 0.034 | 0.009 | 0 | 0.003 | 0.007 | 0.012833 | 78.8863 | 451 | 475 | 502 | 532 | 562 | Pitt | 0.033 | 0.034 | #N/A | 0.036 | 0.036 | 0.009 | 0.009 | 0.009 | 0.01 | 0.01 | 0 | 0 | 0 | 0 | 0 | 0.003 | 0.004 | 0.004 | 0.004 | 0.004 | 0.005 | 0.005 | 0.005 | 0.005 | 0.005 | 0.017 | 0.018 | 0.018 | 0.019 | 0.019 | 0 | 0 | 0 | 0 | 0 | 0 | 0 | 0 | 0 | 0
Four Oaks | 0.25217 | 0.243 | 0 |  | 2515 | 0.147 | 0.043 | 0.005 | 0.014 | 0.009 | 0.034167 | 58.4493 | 2701 | 3001 | 3376 | 3832 | 4388 | Johnston | 0.159 | 0.174 | 0.192 | 0.215 | 0.241 | 0.041 | 0.047 | 0.055 | 0.063 | 0.074 | 0.036 | 0.044 | 0.053 | 0.065 | 0.079 | 0.014 | 0.016 | 0.018 | 0.02 | 0.023 | 0.01 | 0.011 | 0.013 | 0.015 | 0.017 | 0.021 | 0.023 | 0.026 | 0.03 | 0.035 | 0.204 | 0 | 0 | 0 | 0 | 0 | 0 | 0 | 0 | 0
Foxfire Village | 0.088417 | 0.165 | 0 |  | 1016 | 0.084 | 0.001 | 0 | 0.005 | 0 | -0.0015833 | 82.6772 | 1084 | 1102 | 1128 | 1153 | 1166 | Moore | 0.084 | 0.089 | 0.094 | 0.099 | 0.104 | 0.001 | 0.001 | 0.001 | 0.001 | 0.001 | 0 | 0 | 0 | 0 | 0 | 0.005 | 0.005 | 0.005 | 0.005 | 0.005 | 0.001 | 0.001 | 0.001 | 0.001 | 0.001 | 0.005 | 0.005 | 0.006 | 0.006 | 0.006 | 0.05 | 0 | 0 | 0 | 0 | 0 | 0 | 0 | 0 | 0
Franklin | 1.2123 | 3.1 | 0 |  | 3898 | 0.325 | 0.518 | 0 | 0 | 0.022 | 0.34733 | 83.3761 | 9700 | 10767 | 11951 | 13266 | 14725 | Macon | 0.342 | 0.38 | 0.421 | 0.467 | 0.519 | 0.471 | 0.523 | 0.58 | 0.644 | 0.715 | 0 | 0 | 0 | 0 | 0 | 0 | 0 | 0 | 0 | 0 | 0.007 | 0.008 | 0.009 | 0.01 | 0.011 | 0.315 | 0.35 | 0.388 | 0.43 | 0.478 | 0 | 0 | 0 | 0 | 0 | 0 | 0 | 0 | 0 | 0
Franklin County Public Utilities | 1.9825 | 4.667 | 0.28747 |  | 11000 | 0.45 | 0.2 | 1 | 0.1 | 0.01 | -0.064971 | 40.9091 | 15368 | 22500 | 25000 | 27500 | 30000 | Franklin | 0.7 | 1.1 | 1.3 | 1.5 | 1.7 | 0.25 | 0.3 | 0.35 | 0.4 | 0.45 | 1.2 | 1.3 | 1.4 | 1.6 | 1.7 | 0.1 | 0.15 | 0.2 | 0.25 | 0.3 | 0.05 | 0.055 | 0.06 | 0.065 | 0.07 | 0.427 | 0.54 | 0.615 | 0.709 | 0.784 | 1 | 0 | 0 | 0 | 0 | 0 | 0 | 0 | 0 | 0
Franklinville | 0.11908 | 0.25 | 0 |  | 1196 | 0.059 | 0.022 | 0.005 | 0 | 0.021 | 0.012083 | 49.3311 | 1250 | 1300 | 1400 | 1500 | 1600 | Randolph | 0.062 | 0.065 | 0.068 | 0.071 | 0.075 | 0.023 | 0.024 | 0.025 | 0.026 | 0.028 | 0.005 | 0.005 | 0.005 | 0.005 | 0.005 | 0 | 0 | 0 | 0 | 0 | 0.022 | 0.023 | 0.024 | 0.025 | 0.026 | 0.007 | 0.008 | 0.008 | 0.008 | 0.009 | 0 | 0 | 0 | 0 | 0 | 0 | 0 | 0 | 0 | 0
Fremont | 0.10983 | 0 | 0.059 |  | 1261 | 0.096 | 0.011 | 0 | 0.008 | 0.003 | -0.067167 | 76.1301 | 1324 | 1257 | 1195 | 1135 | 1053 | Wayne | 0.087 | 0.083 | #N/A | 0.075 | 0.069 | 0.007 | 0.007 | 0.007 | 0.007 | 0.007 | 0.001 | 0.001 | 0.001 | 0.001 | 0.001 | 0.02 | 0.02 | 0.02 | 0.02 | 0.02 | 0.003 | 0.003 | 0.003 | 0.003 | 0.003 | 0.029 | 0.029 | 0.029 | 0.029 | 0.029 | 0.1 | 0 | 0 | 0 | 0 | 0 | 0 | 0 | 0 | 0
Fuquay-Varina | 2.1728 | 5.25 | 0 |  | 26105 | 1.411 | 0.348 | 0.029 | 0.076 | 0.01 | 0.29883 | 54.0509 | 31105 | 43605 | 56105 | 68605 | 73733 | Wake | 1.849 | 2.592 | 3.335 | 4.078 | 4.383 | 0.497 | 0.697 | 0.896 | 1.096 | 1.178 | 0.035 | 0.049 | 0.063 | 0.077 | 0.083 | 0.123 | 0.173 | 0.223 | 0.272 | 0.292 | 0.01 | 0.015 | 0.02 | 0.025 | 0.03 | 0.301 | 0.421 | 0.542 | 0.663 | 0.712 | 0 | 0 | 0 | 0 | 0 | 0 | 0 | 0 | 0 | 0
Garland | 0.06275 | 0.479 | 0.019052 |  | 639 | 0.03 | 0.007 | 0 | 0.001 | 0.001 | 0.0046979 | 46.9484 | 650 | 660 | 670 | 680 | 690 | Sampson | 0.035 | 0.036 | 0.038 | 0.04 | 0.042 | 0.01 | 0.011 | 0.012 | 0.013 | 0.014 | 0 | 0 | 0 | 0 | 0 | 0.001 | 0.001 | 0.001 | 0.001 | 0.001 | 0.002 | 0.002 | 0.002 | 0.002 | 0.002 | 0.009 | 0.009 | 0.01 | 0.01 | 0.011 | 0 | 0 | 0 | 0 | 0 | 0 | 0 | 0 | 0 | 0
Gates Co | 0.89475 | 1.43 | 0 |  | 11907 | 0.894 | 0 | 0 | 0 | 0.003 | -0.00225 | 75.0819 | 12319 | 12442 | 12567 | 13003 | 13983 | Gates | 0.875 | 0.895 | 0.92 | 0.951 | 0.999 | 0 | 0 | 0 | 0 | 0 | 0 | 0 | 0 | 0 | 0 | 0 | 0 | 0 | 0 | 0 | 0.003 | 0.003 | 0.003 | 0.003 | 0.003 | 0.016 | 0.017 | 0.019 | 0.02 | 0.021 | 0 | 0 | 0 | 0 | 0 | 0 | 0 | 0 | 0 | 0
Gibson (Scotland Co - South WSD) | 0.041333 | 0.15 | 0 |  | 587 | 0.026 | 0.008 | 0 | 0.001 | 0.016 | -0.0096667 | 44.293 | 587 | 587 | 587 | 587 | 587 | Scotland | 0.022 | 0.022 | 0.022 | 0.022 | 0.022 | 0.008 | 0.008 | 0.008 | 0.008 | 0.008 | 0.001 | 0.001 | 0.001 | 0.001 | 0.001 | 0.001 | 0.001 | 0.001 | 0.001 | 0.001 | 0.001 | 0.001 | 0.001 | 0.001 | 0.001 | 0.004 | 0.004 | 0.004 | 0.004 | 0.004 | 0 | 0 | 0 | 0 | 0 | 0 | 0 | 0 | 0 | 0
Gibsonville | 0.50292 | 2.5 | 0 |  | 7000 | 0.39 | 0.073 | 0.033 | 0.001 | 0.001 | 0.0049167 | 55.7143 | 10500 | 15750 | 18900 | 22680 | 27216 | Guilford | 0.574 | 0.843 | 1.034 | 1.267 | 1.522 | 0.08 | 0.088 | 0.097 | 0.107 | 0.118 | 0.033 | 0.033 | 0.033 | 0.033 | 0.033 | 0.001 | 0.001 | 0.001 | 0.001 | 0.002 | 0.001 | 0.002 | 0.002 | 0.003 | 0.004 | 0.006 | 0.008 | 0.009 | 0.011 | 0.013 | 0 | 0 | 0 | 0 | 0 | 0 | 0 | 0 | 0 | 0
Godwin | 0.010167 | 0.04 | 0 |  | 257 | 0.01 | 0 | 0.001 | 0 | 0.001 | -0.0018333 | 38.9105 | 258 | 268 | 278 | 288 | 290 | Cumberland | 0.01 | 0.01 | 0.01 | 0.012 | 0.012 | 0 | 0 | 0 | 0 | 0 | 0.001 | 0.001 | 0.001 | 0.001 | 0.001 | 0 | 0 | 0 | 0 | 0 | 0 | 0 | 0 | 0 | 0 | 0.001 | 0.001 | 0.001 | 0.001 | 0.001 | 0 | 0 | 0 | 0 | 0 | 0 | 0 | 0 | 0 | 0
Goldsboro | 4.9232 | 25.853 | 0 |  | 34959 | 1.473 | 1.262 | 0.97 | 0.652 | 0.243 | 0.32317 | 42.1351 | 41356 | 47559 | 54698 | 62902 | 72337 | Wayne | 1.654 | 1.855 | #N/A | 2.327 | 2.604 | 1.55 | 1.887 | 2.279 | 2.735 | 3.264 | 1 | 1.05 | 1.1 | 1.15 | 1.2 | 0.65 | 0.675 | 0.7 | 0.725 | 0.75 | 0.6 | 0.6 | 0.6 | 0.6 | 0.6 | 0.477 | 0.548 | 0.617 | 0.695 | 0.783 | 0 | 0 | 0 | 0 | 0 | 0 | 0 | 0 | 0 | 0
Goldston Gulf SD | 0.07475 | 0.25 | 0 |  | 1250 | 0.052 | 0 | 0 | 0 | 0.012 | 0.01075 | 41.6 | 1280 | 1290 | 1295 | 1300 | 1305 | Chatham | 0.05 | 0.05 | 0.051 | 0.051 | 0.052 | 0 | 0 | 0 | 0 | 0 | 0 | 0 | 0 | 0 | 0 | 0 | 0 | 0 | 0 | 0 | 0.01 | 0.01 | 0.012 | 0.012 | 0.012 | 0.015 | 0.015 | 0.016 | 0.016 | 0.016 | 0 | 0 | 0 | 0 | 0 | 0 | 0 | 0 | 0 | 0
Graham | 4.0698 | 12.5 | 1.841 |  | 14400 | 0.654 | 0.355 | 0.215 | 0.112 | 0.326 | 0.5668 | 45.4167 | 15106 | 15965 | 17463 | 18511 | 19622 | Alamance | 0.648 | 0.686 | 0.725 | 0.771 | 0.817 | 0.338 | 0.358 | 0.379 | 0.402 | 0.426 | 0.233 | 0.247 | 0.262 | 0.278 | 0.294 | 0.116 | 0.123 | 0.13 | 0.138 | 0.146 | 0.193 | 0.204 | 0.217 | 0.23 | 0.243 | 0.766 | 0.882 | 1.005 | 1.128 | 1.24 | 0 | 0 | 0 | 0 | 0 | 0 | 0 | 0 | 0 | 0
Granite Falls | 1.1416 | 2.5 | 0.412 |  | 5737 | 0.27 | 0.072 | 0.011 | 0.031 | 0.14 | 0.20558 | 47.0629 | 5700 | 5651 | 5617 | 5611 | 5605 | Caldwell | 0.272 | 0.271 | 0.27 | 0.27 | 0.27 | 0.091 | 0.091 | 0.085 | 0.08 | 0.08 | 0.015 | 0.015 | 0.015 | 0.015 | 0.015 | 0.03 | 0.029 | 0.029 | 0.029 | 0.029 | 0.276 | 0.274 | 0.274 | 0.274 | 0.274 | 0.079 | 0.078 | 0.078 | 0.078 | 0.078 | 0 | 0 | 0 | 0 | 0 | 0 | 0 | 0 | 0 | 0
Green Level | 0.098917 | 0.181 | 0 |  | 2331 | 0.083 | 0 | 0 | 0 | 0.001 | 0.014917 | 35.607 | 2424 | 2666 | 2933 | 3226 | 3549 | Alamance | 0.086 | 0.094 | 0.103 | 0.113 | 0.124 | 0 | 0 | 0 | 0 | 0 | 0 | 0 | 0 | 0 | 0 | 0 | 0 | 0 | 0 | 0 | 0.001 | 0.001 | 0.001 | 0.001 | 0.001 | 0.016 | 0.017 | 0.019 | 0.02 | 0.022 | 0 | 0 | 0 | 0 | 0 | 0 | 0 | 0 | 0 | 0
Greene County RWS | 1.6599 | 4.381 | 0.245 |  | 9852 | 0.568 | 0.017 | 0 | 0.224 | 0.35 | 0.25592 | 57.6533 | 10090 | 10606 | 11149 | 11719 | 12318 | Greene | 0.582 | 0.611 | 0.643 | 0.676 | 0.71 | 0.017 | 0.018 | 0.019 | 0.02 | 0.021 | 0 | 0 | 0 | 0 | 0 | 0.229 | 0.241 | 0.253 | 0.266 | 0.38 | 0.358 | 0.377 | 0.396 | 0.416 | 0.438 | 0.271 | 0.285 | 0.3 | 0.315 | 0.354 | 0 | 0 | 0 | 0 | 0 | 0 | 0 | 0 | 0 | 0
Greenevers | 0.059083 | 0.2 | 0 |  | 1390 | 0.041 | 0.003 | 0 | 0.01 | 0.001 | 0.0040833 | 29.4964 | 1500 | 1600 | 1700 | 1800 | 1850 | Duplin | 0.06 | 0.065 | 0.07 | 0.075 | 0.078 | 0.003 | 0.003 | 0.003 | 0.003 | 0.003 | 0 | 0 | 0 | 0 | 0 | 0.012 | 0.012 | 0.013 | 0.014 | 0.015 | 0.002 | 0.002 | 0.002 | 0.002 | 0.002 | 0.001 | 0.001 | 0.002 | 0.002 | 0.002 | 0 | 0 | 0 | 0 | 0 | 0 | 0 | 0 | 0 | 0
Greensboro | 33.8266 | 52.336 | 0.17248 |  | 286262 | 16.448 | 9.927 | 2.165 | 0.773 | 3.413 | 0.92811 | 57.4579 | 299941 | 339800 | 391874 | 451928 | 521186 | Guilford | 18.683 | 21.165 | 24.409 | 28.15 | 32.464 | 10.671 | 12.089 | 13.942 | 16.078 | 18.542 | 2.205 | 2.498 | 2.881 | 3.322 | 3.831 | 0.875 | 0.992 | 1.144 | 1.319 | 1.521 | 3.173 | 3.173 | 3.173 | 3.173 | 3.173 | 3.125 | 3.521 | 4.04 | 4.638 | 5.328 | 1.466 | 4.9 | 10.37 | 4.91 | 0 | 0 | 0 | 0 | 0 | 0
Greenville Utilities Commission | 13.3311 | 23.648 | 1.7225 |  | 96000 | 5.694 | 2.525 | 0.986 | 0 | 1.329 | 1.0746 | 59.3125 | 124219 | 165248 | 213170 | 274989 | 354736 | Pitt | 7.614 | 9.612 | #N/A | 17.01 | 22.626 | 3.384 | 4.272 | 5.616 | 7.56 | 10.056 | 1.325 | 1.673 | 2.199 | 2.961 | 3.938 | 0 | 0 | 0 | 0 | 0 | 1.78 | 2.243 | 2.95 | 3.969 | 5.279 | 0.929 | 1.172 | 1.541 | 2.074 | 2.759 | 9.5 | 0 | 15.5 | 22.5 | 0 | 0 | 0 | 0 | 0 | 0
Grifton | 0.15692 | 0.576 | 0 |  | 2854 | 0.11 | 0.008 | 0.002 | 0.005 | 0.01 | 0.021917 | 38.5424 | 2825 | 3079 | 3356 | 3658 | 3681 | Pitt | 0.115 | 0.122 | #N/A | 0.128 | 0.135 | 0.011 | 0.011 | 0.012 | 0.012 | 0.013 | 0.006 | 0.007 | 0.007 | 0.008 | 0.008 | 0.011 | 0.011 | 0.011 | 0.011 | 0.012 | 0.002 | 0.002 | 0.002 | 0.002 | 0.002 | 0.018 | 0.019 | 0.019 | 0.02 | 0.021 | 0 | 0 | 0 | 0 | 0 | 0.008 | 0 | 0 | 0 | 0
Grimesland | 0.035833 | 0.417 | 0 |  | 610 | 0.023 | 0.003 | 0 | 0.004 | 0.002 | 0.0038333 | 37.7049 | 648 | 661 | 689 | 702 | 728 | Pitt | 0.025 | 0.03 | #N/A | 0.041 | 0.043 | 0.002 | 0.002 | 0.002 | 0.003 | 0.004 | 0 | 0 | 0 | 0 | 0 | 0.004 | 0.004 | 0.005 | 0.005 | 0.006 | 0.001 | 0.001 | 0.001 | 0.001 | 0.001 | 0.004 | 0.005 | 0.006 | 0.006 | 0.007 | 0 | 0 | 0 | 0 | 0 | 0 | 0 | 0 | 0 | 0
Grover | 0.068333 | 0.25 | 0 |  | 700 | 0.035 | 0.016 | 0.001 | 0.001 | 0.007 | 0.0083333 | 50 | 704 | 711 | 718 | 725 | 733 | Cleveland | 0.035 | 0.035 | 0.035 | 0.035 | 0.035 | 0.016 | 0.016 | 0.016 | 0.016 | 0.016 | 0.001 | 0.001 | 0.001 | 0.001 | 0.001 | 0.001 | 0.001 | 0.001 | 0.001 | 0.001 | 0.003 | 0.003 | 0.003 | 0.003 | 0.003 | 0.007 | 0.007 | 0.007 | 0.007 | 0.007 | 0 | 0 | 0 | 0 | 0 | 0 | 0 | 0 | 0 | 0
Halifax | 0.018583 | 0.125 | 0 |  | 234 | 0.018 | 0 | 0 | 0 | 0.001 | -0.00041667 | 76.9231 | 231 | 228 | 225 | 223 | 220 | Halifax | 0.018 | 0.018 | 0.018 | 0.017 | 0.017 | 0 | 0 | 0 | 0 | 0 | 0 | 0 | 0 | 0 | 0 | 0 | 0 | 0 | 0 | 0 | 0.001 | 0.001 | 0.001 | 0.001 | 0.001 | 0.001 | 0.001 | 0.002 | 0.002 | 0.002 | 0 | 0 | 0 | 0 | 0 | 0 | 0 | 0 | 0 | 0
Halifax County | 2.3933 | 3.9 | 0.34972 |  | 20250 | 0.857 | 0.136 | 0.262 | 0.285 | 0.15 | 0.35353 | 42.321 | 20250 | 20250 | 20250 | 20250 | 20250 | Halifax | 0.857 | 0.857 | 0.857 | 0.857 | 0.857 | 0.14 | 0.14 | 0.14 | 0.14 | 0.14 | 0.262 | 0.265 | 0.265 | 0.265 | 0.265 | 0.285 | 0.285 | 0.285 | 0.285 | 0.285 | 0.166 | 0.166 | 0.166 | 0.166 | 0.166 | 0.404 | 0.404 | 0.404 | 0.404 | 0.404 | 0 | 0 | 0 | 0 | 0 | 0 | 0 | 0 | 0 | 0
Hamilton | 0.040417 | 0.424 | 0 |  | 408 | 0.02 | 0.003 | 0.005 | 0 | 0.005 | 0.0074167 | 49.0196 | 442 | 420 | 408 | 396 | 396 | Martin | 0.021 | 0.025 | 0.024 | 0.024 | 0.024 | 0.003 | 0.003 | 0.003 | 0.003 | 0.003 | 0.001 | 0.001 | 0.001 | 0.001 | 0.001 | 0 | 0 | 0 | 0 | 0 | 0.01 | 0.01 | 0.01 | 0.01 | 0.01 | 0.013 | 0.014 | 0.014 | 0.014 | 0.014 | 0 | 0 | 0 | 0 | 0 | 0 | 0 | 0 | 0 | 0
Hamlet Water System | 0.991 | 3 | 0 |  | 10452 | 0.58 | 0.04 | 0.08 | 0.07 | 0.025 | 0.196 | 55.4918 | 10500 | 10800 | 10500 | 11000 | 11000 | Richmond | 0.615 | 0.625 | 0.63 | 0.635 | 0.655 | 0.046 | 0.055 | 0.058 | 0.065 | 0.1 | 0.022 | 0.026 | 0.031 | 0.033 | 0.03 | 0.1 | 0.105 | 0.109 | 0.115 | 0.11 | 0.033 | 0.03 | 0.028 | 0.031 | 0.027 | 0.107 | 0.11 | 0.112 | 0.115 | 0.121 | 0 | 0 | 0 | 0 | 0 | 0 | 0 | 0 | 0 | 0
Handy Sanitary District | 0.72592 | 1 | 0.058159 |  | 3143 | 0.31 | 0.023 | 0.001 | 0.024 | 0.001 | 0.30876 | 98.6319 | 5742 | 6316 | 6948 | 7643 | 7851 | Davidson | 0.402 | 0.442 | 0.486 | 0.535 | 0.55 | 0.025 | 0.025 | 0.025 | 0.025 | 0.028 | 0 | 0 | 0 | 0 | 0 | 0.091 | 0.091 | 0.091 | 0.091 | 0.091 | 0.003 | 0.003 | 0.003 | 0.003 | 0.003 | 0.095 | 0.103 | 0.111 | 0.12 | 0.123 | 0 | 0 | 1 | 0 | 0 | 0 | 0 | 0 | 0 | 0
Harkers Island WSD | 0.098083 | 0.472 | 0 |  | 2229 | 0.072 | 0.006 | 0 | 0 | 0.009 | 0.011083 | 32.3015 | 2494 | 2562 | 2627 | 2692 | 2757 | Carteret | 0.088 | 0.091 | 0.094 | 0.096 | 0.098 | 0.01 | 0.012 | 0.014 | 0.016 | 0.018 | 0 | 0 | 0 | 0 | 0 | 0 | 0 | 0 | 0 | 0 | 0.008 | 0.008 | 0.008 | 0.008 | 0.008 | 0.012 | 0.013 | 0.013 | 0.014 | 0.014 | 0 | 0 | 0 | 0 | 0 | 0 | 0 | 0 | 0 | 0
Harnett Regional Water System | 18.624 | 69.387 | 9.997 |  | 90004 | 4.903 | 0.29 | 0.011 | 0.145 | 0.973 | 2.305 | 54.4754 | 120770 | 133350 | 145925 | 159686 | 174744 | Harnett | 6.522 | 7.201 | 7.88 | 8.623 | 9.436 | 0.314 | 0.383 | 0.466 | 0.569 | 0.693 | 0.011 | 0.013 | 0.014 | 0.015 | 0.017 | 0.148 | 0.155 | 0.163 | 0.172 | 0.181 | 1.053 | 1.284 | 1.565 | 1.908 | 2.326 | 3.108 | 3.629 | 4.182 | 4.817 | 5.554 | 0 | 0 | 0 | 0 | 0 | 0 | 0 | 0 | 0 | 0
Harrellsville | 0.053167 | 0.198 | 0 |  | 870 | 0.04 | 0.007 | 0 | 0 | 0.003 | 0.0031667 | 45.977 | 868 | 870 | 868 | 870 | 872 | Hertford | 0.039 | 0.041 | 0.039 | 0.041 | 0.042 | 0.005 | 0.007 | 0.005 | 0.007 | 0.008 | 0 | 0 | 0 | 0 | 0 | 0 | 0 | 0 | 0 | 0 | 0.008 | 0.009 | 0.008 | 0.01 | 0.011 | 0.003 | 0.003 | 0.003 | 0.003 | 0.004 | 0 | 0 | 0 | 0 | 0 | 0 | 0 | 0 | 0 | 0
Harrisburg | 1.2342 | 1.436 | 0 |  | 15847 | 0.7 | 0.324 | 0 | 0 | 0.001 | 0.20917 | 44.1724 | 17000 | 18800 | 21000 | 24000 | 26500 | Cabarrus | 0.75 | 0.83 | 0.93 | 1.06 | 1.17 | 0.35 | 0.38 | 0.42 | 0.44 | 0.48 | 0 | 0 | 0 | 0 | 0 | 0 | 0 | 0 | 0 | 0 | 0.001 | 0.002 | 0.002 | 0.002 | 0.003 | 0.138 | 0.164 | 0.191 | 0.214 | 0.243 | 1 | 0 | 0 | 0 | 0 | 0 | 0 | 0 | 0 | 0
Havelock | 1.1902 | 2.88 | 0.008 |  | 14246 | 0.593 | 0.218 | 0 | 0.003 | 0.179 | 0.18917 | 41.6257 | 14317 | 14389 | 14466 | 14543 | 14620 | Craven | 0.623 | 0.653 | 0.683 | 0.713 | 0.743 | 0.22 | 0.23 | 0.24 | 0.25 | 0.26 | 0 | 0 | 0 | 0 | 0 | 0.003 | 0.004 | 0.005 | 0.006 | 0.007 | 0.185 | 0.191 | 0.197 | 0.203 | 0.209 | 0.14 | 0.15 | 0.15 | 0.16 | 0.16 | 0 | 0 | 0 | 0 | 0 | 0 | 0 | 0 | 0 | 0
Haw River | 0.56025 | 1.5 | 0.391 |  | 2058 | 0.101 | 0.012 | 0.012 | 0.001 | 0.001 | 0.04225 | 49.0768 | 2643 | 3039 | 3495 | 4019 | 4622 | Alamance | 0.168 | 0.17 | 0.196 | 0.225 | 0.259 | 0.02 | 0.024 | 0.027 | 0.031 | 0.036 | 0.028 | 0.032 | 0.037 | 0.043 | 0.049 | 0.004 | 0.004 | 0.005 | 0.006 | 0.007 | 0.001 | 0.002 | 0.002 | 0.002 | 0.002 | 0.001 | 0.001 | 0.002 | 0.002 | 0.002 | 0 | 0 | 0 | 0 | 0 | 0 | 0 | 0 | 0 | 0
Hendersonville | 7.2917 | 16.5 | 0.24467 |  | 64400 | 2.77 | 1.835 | 0.506 | 0 | 0.005 | 1.931 | 43.0124 | 68244 | 76049 | 83854 | 91659 | 99464 | Henderson | 4.245 | 5.174 | 6.308 | 7.689 | 9.373 | 1.777 | 2.166 | 2.64 | 3.218 | 3.923 | 0.744 | 0.907 | 1.106 | 1.348 | 1.643 | 0.204 | 0.249 | 0.303 | 0.37 | 0 | 0.101 | 0.124 | 0.151 | 0.184 | 0.2 | 1.46 | 1.78 | 2.17 | 2.645 | 3.127 | 12 | 0 | 0 | 0 | 0 | 0.3 | 0 | -0.3 | 0 | 0
Hertford | 0.22242 | 0.442 | 0 |  | 2143 | 0.092 | 0.025 | 0 | 0.021 | 0.036 | 0.048417 | 42.9305 | 2210 | 2279 | 2350 | 2421 | 2483 | Perquimans | 0.104 | 0.112 | #N/A | 0.128 | 0.137 | 0.039 | 0.043 | 0.047 | 0.052 | 0.058 | 0.02 | 0.029 | 0.032 | 0.034 | 0.036 | 0.03 | 0.032 | 0.034 | 0.036 | 0.039 | 0.033 | 0.036 | 0.04 | 0.044 | 0.05 | 0.035 | 0.039 | 0.042 | 0.045 | 0.049 | 0 | 0 | 0 | 0 | 0 | 0 | 0 | 0 | 0 | 0
Hertford County Rural Water | 0.62833 | 1.44 | 0 |  | 7970 | 0.344 | 0.035 | 0.001 | 0.148 | 0.002 | 0.098333 | 43.1619 | 7725 | 7800 | 7890 | 7985 | 8050 | Hertford | 0.34 | 0.342 | 0.344 | 0.345 | 0.35 | 0.035 | 0.05 | 0.065 | 0.07 | 0.075 | 0 | 0 | 0 | 0 | 0 | 0.15 | 0.205 | 0.208 | 0.212 | 0.218 | 0.004 | 0.005 | 0.006 | 0.007 | 0.009 | 0.039 | 0.04 | 0.041 | 0.043 | 0.044 | 0 | 0 | 0 | 0 | 0 | 0 | 0 | 0 | 0 | 0
Hickory | 12.3329 | 54 | 4.993 |  | 46952 | 3.299 | 2.875 | 0 | 0 | 0.533 | 0.63292 | 70.2632 | 48830 | 53713 | 58010 | 60910 | 61598 | Catawba | 3.418 | 3.76 | 4.061 | 4.264 | 4.312 | 2.979 | 3.276 | 3.539 | 3.716 | 3.757 | 0 | 0 | 0 | 0 | 0 | 0 | 0 | 0 | 0 | 0 | 0.537 | 0.562 | 0.569 | 0.587 | 0.604 | 1.193 | 1.3 | 1.4 | 1.4 | 1.4 | 0 | 0 | 0 | 0 | 0 | 0 | 0 | 0 | 0 | 0
Hickory Catawba System | 0.061833 | 0.225 | 0 |  | 907 | 0.048 | 0.009 | 0 | 0 | 0.013 | -0.0081667 | 52.9217 | 930 | 977 | 1026 | 1077 | 1130 | Catawba | 0.045 | 0.047 | 0.049 | 0.051 | 0.054 | 0.008 | 0.009 | 0.009 | 0.01 | 0.01 | 0 | 0 | 0 | 0 | 0 | 0 | 0 | 0 | 0 | 0 | 0.026 | 0.028 | 0.029 | 0.031 | 0.034 | 0.015 | 0.015 | 0.015 | 0.016 | 0.016 | 0 | 0 | 0 | 0 | 0 | 0 | 0 | 0 | 0 | 0
High Point | 13.0267 | 24.12 | 0.044 |  | 111967 | 6.615 | 2.53 | 0.83 | 0 | 2.1 | 0.90767 | 59.0799 | 116445 | 122267 | 128380 | 134799 | 141538 | Guilford | 6.288 | 6.602 | 6.933 | 7.279 | 7.643 | 2.49 | 2.567 | 2.642 | 2.721 | 2.803 | 1.06 | 1.11 | 1.17 | 1.23 | 1.29 | 0 | 0 | 0 | 0 | 0 | 2 | 2.1 | 2.205 | 2.271 | 2.34 | 2.169 | 2.257 | 2.349 | 2.436 | 2.525 | 0 | 0 | 0 | 0 | 0 | 0 | 0 | 0 | 0 | 0
High Shoals | 0.032833 | 0.1 | 0 |  | 696 | 0.02 | 0.004 | 0 | 0.007 | 0.001 | 0.00083333 | 28.7356 | 700 | 710 | 720 | 730 | 750 | Gaston | 0.033 | 0.033 | 0.034 | 0.034 | 0.034 | 0.009 | 0.012 | 0.015 | 0.02 | 0.02 | 0 | 0.007 | 0.009 | 0.01 | 0.01 | 0.007 | 0.007 | 0.007 | 0.007 | 0.007 | 0.001 | 0.001 | 0.001 | 0.001 | 0.001 | 0.004 | 0.004 | 0.005 | 0.005 | 0.005 | 0 | 0 | 0 | 0 | 0 | 0 | 0 | 0 | 0 | 0
Highlands | 0.65633 | 4.6 | 0 |  | 928 | 0.228 | 0.134 | 0 | 0 | 0.039 | 0.25533 | 245.6897 | 1614 | 1928 | 2303 | 2751 | 3199 | Macon | 0.675 | 0.809 | 0.97 | 1.163 | 1.356 | 0.225 | 0.269 | 0.322 | 0.385 | 0.448 | 0 | 0 | 0 | 0 | 0 | 0 | 0 | 0 | 0 | 0 | 0.15 | 0.18 | 0.22 | 0.26 | 0.3 | 0.306 | 0.367 | 0.441 | 0.527 | 0.613 | 0 | 0 | 0 | 0 | 0 | 0 | 0 | 0 | 0 | 0
Hillsborough | 1.4509 | 3.093 | 0 |  | 14372 | 0.668 | 0.349 | 0.044 | 0.227 | 0.084 | 0.078917 | 46.4793 | 20134 | 23543 | 26951 | 30360 | 33769 | Orange | 0.974 | 1.178 | 1.383 | 1.588 | 1.793 | 0.511 | 0.54 | 0.566 | 0.592 | 0.619 | 0.07 | 0.08 | 0.09 | 0.1 | 0.11 | 0.306 | 0.379 | 0.408 | 0.438 | 0.452 | 0.133 | 0.154 | 0.174 | 0.193 | 0.211 | 0.14 | 0.15 | 0.199 | 0.221 | 0.241 | 1 | 0 | 0 | 1.2 | 0 | 0 | 0 | 0 | 0 | 0
Hobgood | 0.051167 | 0.515 | 0 |  | 680 | 0.022 | 0.002 | 0 | 0.001 | 0.004 | 0.022167 | 32.3529 | 670 | 655 | 640 | 625 | 610 | Halifax | 0.017 | 0.017 | 0.016 | 0.016 | 0.015 | 0.004 | 0.004 | 0.004 | 0.004 | 0.004 | 0 | 0 | 0 | 0 | 0 | 0.002 | 0.002 | 0.002 | 0.002 | 0.002 | 0.001 | 0.001 | 0.001 | 0.001 | 0.001 | 0.006 | 0.006 | 0.008 | 0.008 | 0.01 | 0 | 0 | 0 | 0 | 0 | 0 | 0 | 0 | 0 | 0
Hoke County Regional Water System | 2.3998 | 3.703 | 0 |  | 42590 | 1.86 | 0.169 | 0 | 0 | 0.15 | 0.22075 | 43.6722 | 48000 | 53000 | 58000 | 63000 | 68000 | Hoke | 2.251 | 2.841 | 3.467 | 4.526 | 5.15 | 0.094 | 0.118 | 0.144 | 0.188 | 0.267 | 0 | 0 | 0 | 0 | 0 | 0 | 0 | 0 | 0 | 0 | 0.012 | 0.012 | 0.013 | 0.014 | 0.016 | 0.383 | 0.482 | 0.588 | 0.767 | 0.882 | 0.9 | 0.9 | 0.9 | 0.9 | 0 | 0 | 0 | 0 | 0 | 0
Holden Beach | 0.41042 | 1 | 0 |  | 576 | 0.356 | 0 | 0 | 0 | 0.013 | 0.041417 | 618.0556 | 650 | 750 | 750 | 2000 | 2000 | Brunswick | 0.4 | 0.4 | 0.5 | 0.6 | 0.9 | 0.009 | 0.009 | 0.009 | 0.009 | 0.009 | 0 | 0 | 0 | 0 | 0 | 0 | 0 | 0 | 0 | 0 | 0.005 | 0.005 | 0.005 | 0.005 | 0.005 | 0.042 | 0.042 | 0.052 | 0.062 | 0.092 | 0 | 0 | 0 | 0 | 0 | 0 | 0 | 0 | 0 | 0
Holly Springs | 3.1238 | 6.7 | 0.812 |  | 32509 | 1.465 | 0.279 | 0.101 | 0.042 | 0.001 | 0.42383 | 45.0644 | 46710 | 61920 | 74821 | 89041 | 103261 | Wake | 1.86 | 2.32 | 2.89 | 3.45 | 4.02 | 0.44 | 0.73 | 0.91 | 1.09 | 1.27 | 1.62 | 1.83 | 1.93 | 2.03 | 2.14 | 0.16 | 0.32 | 0.4 | 0.47 | 0.55 | 0.1 | 0.13 | 0.16 | 0.18 | 0.19 | 0.25 | 0.39 | 0.45 | 0.52 | 0.61 | 0 | 2.2 | 0 | 0 | 0 | 0 | 0 | 0 | 0 | 0
Hookerton | 0.0425 | 0.1 | 0.0020055 |  | 409 | 0.023 | 0.004 | 0 | 0.004 | 0.004 | 0.0054945 | 56.2347 | 726 | 730 | 741 | 753 | 760 | Greene | 0.025 | 0.026 | 0.027 | 0.028 | 0.029 | 0.004 | 0.004 | 0.005 | 0.006 | 0.006 | 0 | 0 | 0 | 0 | 0 | 0.009 | 0.01 | 0.01 | 0.011 | 0.012 | 0.002 | 0.002 | 0.002 | 0.002 | 0.002 | 0.004 | 0.004 | 0.004 | 0.004 | 0.004 | 0 | 0 | 0 | 0 | 0 | 0 | 0 | 0 | 0 | 0
Hot Springs | 0.16142 | 0.33 | 0 |  | 640 | 0.083 | 0.02 | 0.005 | 0.005 | 0.001 | 0.047417 | 129.6875 | 650 | 675 | 675 | 700 | 700 | Madison | 0.08 | 0.083 | 0.083 | 0.086 | 0.086 | 0.03 | 0.03 | 0.03 | 0.03 | 0.03 | 0.005 | 0.007 | 0.007 | 0.007 | 0.007 | 0.008 | 0.01 | 0.01 | 0.01 | 0.01 | 0.001 | 0.001 | 0.001 | 0.001 | 0.001 | 0.02 | 0.02 | 0.02 | 0.02 | 0.02 | 0 | 0 | 0 | 0 | 0 | 0 | 0 | 0 | 0 | 0
Hyde County | 0.6485 | 1.88 | 0 |  | 5256 | 0.215 | 0.055 | 0 | 0.116 | 0.152 | 0.1105 | 40.9056 | 5400 | 5625 | 5841 | 6111 | 6503 | Hyde | 0.217 | 0.22 | 0.223 | 0.225 | 0.227 | 0.055 | 0.055 | 0.056 | 0.063 | 0.067 | 0 | 0 | 0 | 0 | 0 | 0.115 | 0.116 | 0.118 | 0.12 | 0.122 | 0.066 | 0.068 | 0.071 | 0.076 | 0.081 | 0.095 | 0.096 | 0.098 | 0.102 | 0.104 | 0 | 0 | 0 | 0 | 0 | 0 | 0 | 0 | 0 | 0
Icard Township WC | 0.71625 | 1.334 | 0.176 |  | 6792 | 0.29 | 0.12 | 0.06 | 0.025 | 0.008 | 0.03725 | 42.6973 | 6859 | 6927 | 6996 | 7065 | 7135 | Burke | 0.295 | 0.3 | 0.305 | 0.31 | 0.315 | 0.125 | 0.13 | 0.135 | 0.14 | 0.145 | 0.065 | 0.07 | 0.075 | 0.08 | 0.085 | 0.03 | 0.035 | 0.04 | 0.045 | 0.05 | 0.008 | 0.009 | 0.01 | 0.011 | 0.012 | 0.048 | 0.05 | 0.052 | 0.054 | 0.056 | 0 | 0 | 0 | 0 | 0 | 0 | 0 | 0 | 0 | 0
Iredell Water Corporation | 1.9371 | 4.145 | 0.004011 |  | 22165 | 1.16 | 0.272 | 0.086 | 0.046 | 0.051 | 0.31807 | 52.3348 | 23678 | 28678 | 35338 | 44218 | 56058 | Iredell | 1.24 | 1.491 | 1.838 | 2.299 | 2.915 | 0.233 | 0.245 | 0.258 | 0.28 | 0.28 | 0.097 | 0.102 | 0.108 | 0.114 | 0.114 | 0.044 | 0.046 | 0.049 | 0.052 | 0.052 | 0.018 | 0.018 | 0.018 | 0.018 | 0.018 | 0.32 | 0.37 | 0.45 | 0.59 | 0.75 | 0.144 | 0 | 0 | 0 | 0 | 0 | 0 | 0 | 0 | 0
Jackson | 0.047417 | 0.068 | 0.001 |  | 513 | 0.045 | 0.002 | 0 | 0.001 | 0.001 | -0.0025833 | 87.7193 | 513 | 513 | 513 | 513 | 513 | Northampton | 0.045 | 0.045 | 0.045 | 0.045 | 0.045 | 0.004 | 0.004 | 0.004 | 0.004 | 0.004 | 0 | 0 | 0 | 0 | 0 | 0.001 | 0.001 | 0.001 | 0.001 | 0.001 | 0.001 | 0.001 | 0.001 | 0.001 | 0.001 | 0.001 | 0.001 | 0.001 | 0.001 | 0.001 | 0 | 0 | 0 | 0 | 0 | 0 | 0 | 0 | 0 | 0
Jacksonville | 4.311 | 10.108 | 0 |  | 48407 | 2.079 | 1.06 | 0 | 0 | 0.659 | 0.513 | 42.9483 | 49099 | 51456 | 53926 | 56515 | 59227 | Onslow | 2.71 | 2.84 | 2.976 | 3.119 | 3.269 | 1.437 | 1.505 | 1.577 | 1.652 | 1.732 | 0 | 0 | 0 | 0 | 0 | 0 | 0 | 0 | 0 | 0 | 0.667 | 0.667 | 0.667 | 0.667 | 0.667 | 0.651 | 0.678 | 0.706 | 0.736 | 0.767 | 1 | 0 | 0 | 0 | 0 | 0 | 0 | 0 | 0 | 0
Jamestown | 0.49075 | 1.775 | 0 |  | 6388 | 0.271 | 0.059 | 0.077 | 0.038 | 0.002 | 0.04375 | 42.4233 | 7000 | 7500 | 8200 | 8500 | 8800 | Guilford | 0.343 | 0.368 | 0.402 | 0.417 | 0.431 | 0.075 | 0.078 | 0.08 | 0.082 | 0.084 | 0.095 | 0.095 | 0.095 | 0.095 | 0.095 | 0.03 | 0.032 | 0.034 | 0.036 | 0.038 | 0.002 | 0.002 | 0.003 | 0.003 | 0.003 | 0.027 | 0.028 | 0.03 | 0.031 | 0.032 | 0 | 0 | 0 | 0 | 0 | 0 | 0 | 0 | 0 | 0
Jamesville | 0.02575 | 0.144 | 0 |  | 480 | 0.016 | 0.004 | 0.001 | 0.002 | 0.002 | 0.00075 | 33.3333 | 462 | 471 | 484 | 498 | 505 | Martin | 0.015 | 0.016 | 0.018 | 0.02 | 0.022 | 0.003 | 0.003 | 0.004 | 0.004 | 0.005 | 0.001 | 0.002 | 0.002 | 0.003 | 0.003 | 0.002 | 0.002 | 0.002 | 0.002 | 0.002 | 0.002 | 0.002 | 0.003 | 0.003 | 0.003 | 0.001 | 0.001 | 0.001 | 0.001 | 0.001 | 0 | 0 | 0 | 0 | 0 | 0 | 0 | 0 | 0 | 0
Jefferson | 0.16267 | 14.187 | 0 |  | 1450 | 0.08 | 0.03 | 0.007 | 0.05 | 0.004 | -0.0083333 | 55.1724 | 1750 | 1900 | 2100 | 2600 | 2800 | Ashe | 0.215 | 0.225 | 0.23 | 0.24 | 0.26 | 0.041 | 0.045 | 0.05 | 0.061 | 0.075 | 0.15 | 0.16 | 0.17 | 0.188 | 0.2 | 0.052 | 0.057 | 0.063 | 0.078 | 0.1 | 0.013 | 0.014 | 0.016 | 0.018 | 0.02 | 0.061 | 0.067 | 0.074 | 0.091 | 0.094 | 0 | 0 | 0 | 0 | 0 | 0 | 0 | 0 | 0 | 0
Johnston County | 12.1948 | 18.26 | 4.539 |  | 78029 | 3.999 | 0.444 | 0.032 | 0.057 | 2.6 | 0.52381 | 51.2502 | 80563 | 96906 | 109707 | 115317 | 119418 | Johnston | 6.135 | 8.051 | 8.814 | 9.048 | 9.156 | 0.677 | 0.888 | 0.972 | 0.998 | 1.01 | 0.077 | 0.101 | 0.111 | 0.114 | 0.115 | 0.091 | 0.117 | 0.128 | 0.131 | 0.133 | 2.87 | 2.95 | 3 | 3.1 | 3.15 | 1.914 | 2.136 | 2.456 | 2.588 | 2.69 | 6.5 | 12 | 3.5 | 1 | 0 | 0.965 | 4.194 | 2.179 | 0.992 | 0.848
Jones County Regional Water System | 0.57025 | 0.98 | 0.004926 |  | 9260 | 0.431 | 0.005 | 0 | 0.02 | 0.02 | 0.089324 | 46.5443 | 9100 | 9150 | 9200 | 9250 | 9300 | Jones | 0.52 | 0.522 | 0.524 | 0.526 | 0.528 | 0.023 | 0.024 | 0.025 | 0.026 | 0.027 | 0 | 0 | 0 | 0 | 0 | 0.005 | 0.005 | 0.005 | 0.005 | 0.005 | 0.02 | 0.02 | 0.02 | 0.02 | 0.02 | 0.121 | 0.121 | 0.122 | 0.122 | 0.123 | 0.3 | 0 | 0 | 0 | 0 | 0 | 0 | 0 | 0 | 0
Jonesville | 0.406 | 40.824 | 0.039 |  | 2250 | 0.141 | 0.123 | 0.001 | 0.002 | 0.017 | 0.083 | 62.6667 | 2266 | 2280 | 2290 | 2290 | 2300 | Yadkin | 0.123 | 0.128 | 0.133 | 0.133 | 0.14 | 0.052 | 0.055 | 0.058 | 0.058 | 0.06 | 0.002 | 0.002 | 0.003 | 0.003 | 0.004 | 0.022 | 0.022 | 0.024 | 0.024 | 0.025 | 0.01 | 0.012 | 0.014 | 0.014 | 0.016 | 0.192 | 0.201 | 0.213 | 0.213 | 0.225 | 0 | 0 | 0 | 0 | 0 | 0 | 0 | 0 | 0 | 0
Junaluska SD | 0.37817 | 0.75 | 0 |  | 4680 | 0.2 | 0.037 | 0 | 0.093 | 0 | 0.048167 | 42.735 | 4770 | 4850 | 4945 | 5110 | 5225 | Haywood | 0.22 | 0.24 | 0.26 | 0.28 | 0.3 | 0.039 | 0.041 | 0.043 | 0.045 | 0.048 | 0 | 0 | 0 | 0 | 0 | 0.095 | 0.097 | 0.099 | 0.101 | 0.104 | 0.001 | 0.001 | 0.001 | 0.001 | 0.001 | 0.047 | 0.051 | 0.054 | 0.057 | 0.06 | 0 | 0 | 0 | 0 | 0 | 0 | 0 | 0 | 0 | 0
Kannapolis | 5.0484 | 18.2 | 0.375 |  | 47623 | 2.57 | 0.705 | 0 | 0 | 0.435 | 0.96342 | 53.9655 | 48919 | 56501 | 65259 | 75374 | 87057 | Rowan | 2.916 | 3.367 | 3.889 | 4.492 | 5.188 | 0.571 | 0.657 | 0.761 | 0.879 | 1.011 | 0 | 0 | 0 | 0 | 0 | 0 | 0 | 0 | 0 | 0 | 0.497 | 0.574 | 0.663 | 0.763 | 0.881 | 1.473 | 1.7 | 1.964 | 2.268 | 2.618 | 0 | 0 | 0 | 0 | 0 | 0 | 0 | 0 | 0 | 0
Kenansville | 0.14567 | 0.396 | 0 |  | 855 | 0.063 | 0.019 | 0 | 0.026 | 0.005 | 0.032667 | 73.6842 | 1005 | 1045 | 1170 | 1207 | 1258 | Duplin | 0.064 | 0.071 | 0.077 | 0.085 | 0.095 | 0.02 | 0.021 | 0.023 | 0.025 | 0.027 | 0 | 0 | 0 | 0 | 0 | 0.026 | 0.027 | 0.028 | 0.029 | 0.03 | 0.003 | 0.003 | 0.003 | 0.003 | 0.003 | 0.032 | 0.035 | 0.037 | 0.04 | 0.044 | 0 | 0 | 0 | 0 | 0 | 0 | 0 | 0 | 0 | 0
Kenly | 0.19925 | 0.3 | 0 |  | 1450 | 0.07 | 0.093 | 0 | 0.002 | 0.025 | 0.00925 | 48.2759 | 1407 | 1423 | 1438 | 1451 | 1466 | Johnston | 0.09 | 0.095 | 0.098 | 0.105 | 0.11 | 0.098 | 0.1 | 0.12 | 0.135 | 0.14 | 0 | 0 | 0 | 0 | 0 | 0.002 | 0.002 | 0.002 | 0.002 | 0.002 | 0.03 | 0.03 | 0.03 | 0.03 | 0.03 | 0.02 | 0.02 | 0.02 | 0.02 | 0.02 | 0 | 0.007 | 0 | 0 | 0 | 0 | 0 | 0 | 0 | 0
Kerr Lake Regional Water | 6.4417 | 20 | 4.5524 |  | 15345 | 0.817 | 0.773 | 0.005 | 0 | 0.109 | 0.18525 | 53.2421 | 15631 | 15944 | 16263 | 16588 | 16920 | Vance | 1.458 | 1.572 | 1.72 | 1.769 | 1.823 | 1.004 | 1.104 | 1.214 | 1.336 | 1.469 | 0.007 | 0.007 | 0.008 | 0.008 | 0.01 | 0 | 0 | 0 | 0 | 0 | 0.095 | 0.102 | 0.112 | 0.115 | 0.119 | 0.358 | 0.389 | 0.427 | 0.451 | 0.478 | 0 | 0 | 0 | 0 | 0 | 0 | 0 | 0 | 0 | 0
Kill Devil Hills | 1.1089 | 3 | 0 |  | 7137 | 1.05 | 0.06 | 0 | 0 | 0.001 | -0.0020833 | 147.1206 | 7750 | 10014 | 10953 | 12050 | 13147 | Dare | 1.304 | 1.513 | 1.681 | 1.856 | 2.051 | 0.076 | 0.089 | 0.098 | 0.109 | 0.12 | 0 | 0 | 0 | 0 | 0 | 0 | 0 | 0 | 0 | 0 | 0.001 | 0.001 | 0.001 | 0.001 | 0.001 | 0.084 | 0.098 | 0.109 | 0.12 | 0.133 | 0 | 0 | 0 | 0 | 0 | 0 | 0 | 0 | 0 | 0
King | 1.6171 | 50 | 0 |  | 20490 | 1.172 | 0.151 | 0.073 | 0.024 | 0.091 | 0.10608 | 57.1986 | 23540 | 26590 | 29640 | 32680 | 35720 | Stokes | 1.3 | 1.418 | 1.654 | 1.89 | 2.126 | 0.223 | 0.261 | 0.305 | 0.357 | 0.418 | 0.02 | 0.03 | 0.033 | 0.035 | 0.037 | 0.025 | 0.026 | 0.033 | 0.037 | 0.043 | 0.11 | 0.11 | 0.11 | 0.11 | 0.11 | 0.114 | 0.126 | 0.146 | 0.166 | 0.186 | 0 | 0 | 0 | 0 | 0 | 0 | 0 | 0 | 0 | 0
Kings Mountain | 2.3602 | 23 | 0.080636 |  | 13220 | 1.16 | 0.308 | 0.405 | 0.19 | 0.034 | 0.18253 | 87.7458 | 13874 | 14000 | 15000 | 16061 | 16864 | Cleveland | 1.166 | 1.224 | 1.285 | 1.35 | 1.418 | 0.317 | 0.321 | 0.325 | 0.329 | 0.333 | 2.736 | 2.6 | 2.5 | 2.5 | 2.5 | 0.28 | 0.294 | 0.308 | 0.324 | 0.34 | 0.112 | 0.118 | 0.123 | 0.13 | 0.137 | 0.621 | 0.602 | 0.596 | 0.608 | 0.617 | 0 | 0 | 0 | 0 | 0 | 0 | 0 | 0 | 0 | 0
Kinston | 4.2988 | 8.819 | 0 |  | 27500 | 1.554 | 0 | 2 | 0 | 0.01 | 0.73475 | 56.5091 | 28000 | 28000 | 28500 | 29000 | 29500 | Lenoir | 2.3 | 2.4 | 2.5 | 2.6 | 2.7 | 0 | 0 | 0 | 0 | 0 | 2.4 | 2.7 | 3 | 3.3 | 3.6 | 0 | 0 | 0 | 0 | 0 | 0.02 | 0.02 | 0.02 | 0.02 | 0.02 | 0.4 | 0.425 | 0.45 | 0.5 | 0.55 | 2.306 | 2.25 | 0 | 0 | 0 | 0 | 0 | 0 | 0 | 0
Kure Beach | 0.36525 | 0.637 | 0.021058 |  | 2300 | 0.262 | 0.057 | 0 | 0 | 0 | 0.025192 | 113.913 | 2400 | 2500 | 2600 | 2700 | 2700 | New Hanover | 0.298 | 0.31 | 0.322 | 0.335 | 0.335 | 0.042 | 0.042 | 0.042 | 0.042 | 0.042 | 0 | 0 | 0 | 0 | 0 | 0 | 0 | 0 | 0 | 0 | 0 | 0 | 0 | 0 | 0 | 0.007 | 0.007 | 0.007 | 0.008 | 0.008 | 0 | 0 | 0 | 0 | 0 | 0 | 0 | 0 | 0 | 0
La Grange | 0.267 | 1.807 | 0 |  | 3167 | 0.167 | 0.046 | 0 | 0 | 0.005 | 0.049 | 52.7313 | 3840 | 4361 | 4630 | 4911 | 5000 | Lenoir | 0.162 | 0.175 | 0.186 | 0.197 | 0.205 | 0.047 | 0.055 | 0.064 | 0.078 | 0.088 | 0 | 0 | 0 | 0 | 0 | 0 | 0 | 0 | 0 | 0 | 0.002 | 0.002 | 0.002 | 0.002 | 0 | 0.046 | 0.051 | 0.055 | 0.061 | 0.065 | 0 | 0 | 0 | 0 | 0 | 0.104 | 0 | 0 | 0 | 0
Lake Lure | 0.067917 | 0.263 | 0.012 |  | 794 | 0.026 | 0.02 | 0 | 0 | 0.002 | 0.0079167 | 32.7456 | 804 | 804 | 824 | 844 | 884 | Rutherford | 0.03 | 0.036 | 0.042 | 0.051 | 0.057 | 0.025 | 0.031 | 0.036 | 0.041 | 0.046 | 0 | 0 | 0 | 0 | 0 | 0 | 0 | 0 | 0 | 0 | 0 | 0.001 | 0.001 | 0.001 | 0.001 | 0.007 | 0.007 | 0.008 | 0.008 | 0.008 | 0 | 0 | 0 | 0 | 0 | 0 | 0 | 0 | 0 | 0
Lake Royale | 0.162 | 0.3 | 0 |  | 5229 | 0.117 | 0.004 | 0 | 0 | 0.017 | 0.024 | 22.3752 | 5300 | 5800 | 6300 | 6800 | 7300 | Franklin | 0.12 | 0.131 | 0.142 | 0.154 | 0.166 | 0.001 | 0.001 | 0.001 | 0.001 | 0.001 | 0 | 0 | 0 | 0 | 0 | 0 | 0 | 0 | 0 | 0 | 0.016 | 0.016 | 0.016 | 0.016 | 0.016 | 0.025 | 0.027 | 0.029 | 0.031 | 0.033 | 0 | 0 | 0 | 0 | 0 | 0 | 0 | 0 | 0 | 0
Lake Santeetlah | 0.014333 | 0.099 | 0 |  | 50 | 0.01 | 0 | 0 | 0 | 0.002 | 0.0023333 | 200 | 70 | 80 | 90 | 100 | 110 | Graham | 0.024 | 0.027 | 0.028 | 0.031 | 0.032 | 0 | 0 | 0 | 0 | 0 | 0 | 0 | 0 | 0 | 0 | 0 | 0 | 0 | 0 | 0 | 0.002 | 0.002 | 0.003 | 0.003 | 0.003 | 0.009 | 0.01 | 0.01 | 0.011 | 0.012 | 0 | 0 | 0 | 0 | 0 | 0 | 0 | 0 | 0 | 0
Lake Waccamaw | 0.1605 | 0.287 | 0 |  | 1480 | 0.082 | 0.006 | 0.005 | 0.032 | 0.02 | 0.0155 | 55.4054 | 1495 | 1510 | 1525 | 1540 | 1555 | Columbus | 0.089 | 0.09 | 0.091 | 0.092 | 0.093 | 0.006 | 0.006 | 0.006 | 0.006 | 0.006 | 0.007 | 0.007 | 0.007 | 0.007 | 0.007 | 0.026 | 0.027 | 0.027 | 0.028 | 0.028 | 0.002 | 0.002 | 0.002 | 0.002 | 0.002 | 0.033 | 0.034 | 0.034 | 0.035 | 0.035 | 0 | 0 | 0 | 0 | 0 | 0 | 0 | 0 | 0 | 0
Lamplighter South/Danby | 0.2475 | 0.563 | 0 |  | 3354 | 0.196 | 0.002 | 0 | 0 | 0.018 | 0.0315 | 58.4377 | 3315 | 3315 | 3315 | 3315 | 3315 | Mecklenburg | 0.27 | 0.268 | 0.267 | 0.265 | 0.264 | 0.002 | 0.002 | 0.002 | 0.002 | 0.002 | 0 | 0 | 0 | 0 | 0 | 0 | 0 | 0 | 0 | 0 | 0.02 | 0.016 | 0.016 | 0.016 | 0.016 | 0.041 | 0.04 | 0.04 | 0.039 | 0.039 | 0 | 0 | 0 | 0 | 0 | 0 | 0 | 0 | 0 | 0
Landis | 0.297 | 1 | 0 |  | 3100 | 0.17 | 0.045 | 0.047 | 0 | 0.035 | 0 | 54.8387 | 3329 | 3661 | 4027 | 4430 | 4873 | Rowan | 0.169 | 0.186 | 0.205 | 0.225 | 0.248 | 0.044 | 0.052 | 0.06 | 0.068 | 0.076 | 0.051 | 0.056 | 0.061 | 0.066 | 0.071 | 0 | 0 | 0 | 0 | 0 | 0.021 | 0.023 | 0.025 | 0.027 | 0.029 | 0.035 | 0.038 | 0.043 | 0.047 | 0.051 | 0 | 0 | 0 | 0 | 0 | 0 | 0 | 0 | 0 | 0
Lansing | 0.01075 | 0.043 | 0 |  | 200 | 0.007 | 0.003 | 0 | 0 | 0 | 0.00075 | 35 | 217 | 300 | 310 | 330 | 340 | Ashe | 0.01 | 0.011 | 0.012 | 0.013 | 0.015 | 0.003 | 0.006 | 0.007 | 0.01 | 0.012 | 0 | 0 | 0 | 0 | 0 | 0.001 | 0.001 | 0.002 | 0.002 | 0.002 | 0 | 0 | 0 | 0 | 0 | 0.001 | 0.002 | 0.002 | 0.003 | 0.003 | 0 | 0 | 0 | 0 | 0 | 0 | 0 | 0 | 0 | 0
Laurel Park | 0.13 | 0.234 | 0 |  | 1679 | 0.085 | 0.01 | 0 | 0 | 0.003 | 0.032 | 50.6254 | 1704 | 1730 | 1756 | 1782 | 1809 | Henderson | 0.086 | 0.088 | 0.089 | 0.09 | 0.092 | 0.011 | 0.011 | 0.012 | 0.012 | 0.012 | 0 | 0 | 0 | 0 | 0 | 0 | 0 | 0 | 0 | 0 | 0.003 | 0.003 | 0.003 | 0.003 | 0.003 | 0.033 | 0.034 | 0.036 | 0.038 | 0.04 | 0 | 0 | 0 | 0 | 0 | 0 | 0 | 0 | 0 | 0
Laurinburg | 2.3469 | 3.376 | 0.25333 |  | 18200 | 1.167 | 0.613 | 0 | 0 | 0.168 | 0.14559 | 64.1209 | 19800 | 18800 | 18800 | 18800 | 18800 | Scotland | 1.177 | 1.118 | 1.118 | 1.118 | 1.118 | 0.566 | 0.537 | 0.537 | 0.537 | 0.537 | 0 | 0 | 0 | 0 | 0 | 0 | 0 | 0 | 0 | 0 | 0.053 | 0.05 | 0.05 | 0.05 | 0.05 | 0.29 | 0.275 | 0.275 | 0.275 | 0.275 | 0 | 0 | 0 | 0 | 0 | 0 | 0 | 0 | 0 | 0
Lawndale | 0.029333 | 0.08 | 0 |  | 636 | 0.026 | 0.001 | 0 | 0.001 | 0 | 0.0013333 | 40.8805 | 639 | 645 | 651 | 657 | 663 | Cleveland | 0.026 | 0.026 | 0.026 | 0.026 | 0.026 | 0.001 | 0.001 | 0.001 | 0.001 | 0.001 | 0 | 0 | 0 | 0 | 0 | 0 | 0 | 0 | 0 | 0 | 0 | 0 | 0 | 0 | 0 | 0.005 | 0.005 | 0.005 | 0.005 | 0.005 | 0 | 0 | 0 | 0 | 0 | 0 | 0 | 0 | 0 | 0
LCFWSA - Kings Bluff | 24.0852 | 106 | 22.593 |  | 0 | 0 | 0 | 0.461 | 0 | 0 | 1.0312 | ERROR | 0 | 0 | 0 | 0 | 0 | Bladen | 0 | 0 | #N/A | 0 | 0 | 0 | 0 | 0 | 0 | 0 | 0 | 0 | 0 | 0 | 0 | 0 | 0 | 0 | 0 | 0 | 0 | 0 | 0 | 0 | 0 | 0.062 | 0.062 | 0.062 | 0.062 | 0.062 | 0 | 0 | 0 | 0 | 0 | 12 | 0 | 0 | 0 | 0
Lenoir | 6.029 | 12 | 2.032 |  | 21346 | 1.91 | 0.763 | 0.092 | 0.169 | 0.25 | 0.813 | 89.4781 | 21990 | 22650 | 23330 | 24379 | 25000 | Caldwell | 1.618 | 1.659 | 1.7 | 1.74 | 1.8 | 0.549 | 0.55 | 0.497 | 0.499 | 0.501 | 0.2 | 0.217 | 0.22 | 0.222 | 0.225 | 0.193 | 0.17 | 0.18 | 0.18 | 0.18 | 0.14 | 0.14 | 0.14 | 0.14 | 0.14 | 0.694 | 0.703 | 0.703 | 0.714 | 0.731 | 0 | 0 | 0 | 0 | 0 | 0.68 | 0 | 0 | 0 | 0
Lexington | 2.7818 | 6.95 | 0 |  | 19029 | 0.901 | 0.58 | 0.895 | 0.03 | 0.185 | 0.19083 | 47.3488 | 24586 | 25815 | 27106 | 28461 | 29884 | Davidson | 0.97 | 1.01 | 1.07 | 1.12 | 1.17 | 0.61 | 0.64 | 0.67 | 0.7 | 0.74 | 0.88 | 0.92 | 0.96 | 1.01 | 1.06 | 0.02 | 0.02 | 0.02 | 0.02 | 0.02 | 0.2 | 0.2 | 0.2 | 0.2 | 0.2 | 0.582 | 0.606 | 0.634 | 0.662 | 0.693 | 0 | 0 | 0 | 0 | 0 | 0 | 0 | 0 | 0 | 0
Liberty | 0.21475 | 0.415 | 0 |  | 3000 | 0.135 | 0.026 | 0.018 | 0.002 | 0.001 | 0.03275 | 45 | 3125 | 3250 | 3500 | 3750 | 4000 | Randolph | 0.15 | 0.163 | 0.175 | 0.188 | 0.2 | 0.038 | 0.049 | 0.063 | 0.07 | 0.075 | 0.009 | 0.01 | 0.011 | 0.012 | 0.012 | 0.006 | 0.01 | 0.016 | 0.016 | 0.016 | 0.015 | 0.015 | 0.015 | 0.015 | 0.015 | 0.004 | 0.004 | 0.005 | 0.005 | 0.006 | 0.144 | 0 | 0 | 0 | 0 | 0 | 0 | 0 | 0 | 0
Lilesville | 0.044333 | 0.06 | 0 |  | 537 | 0.036 | 0.002 | 0 | 0 | 0.001 | 0.0053333 | 67.0391 | 541 | 549 | 557 | 565 | 573 | Anson | 0.038 | 0.038 | 0.038 | 0.039 | 0.039 | 0.002 | 0.002 | 0.002 | 0.002 | 0.003 | 0 | 0 | 0 | 0 | 0 | 0 | 0 | 0 | 0 | 0 | 0 | 0 | 0 | 0 | 0 | 0.003 | 0.003 | 0.003 | 0.003 | 0.003 | 0 | 0 | 0 | 0 | 0 | 0 | 0 | 0 | 0 | 0
Lillington | 0.44725 | 2 | 0 |  | 4020 | 0.14 | 0.045 | 0.01 | 0.113 | 0.1 | 0.03925 | 34.8259 | 4131 | 4338 | 4554 | 4782 | 5260 | Harnett | 0.138 | 0.145 | 0.152 | 0.16 | 0.168 | 0.501 | 0.526 | 0.552 | 0.58 | 0.605 | 0.016 | 0.017 | 0.018 | 0.02 | 0.022 | 0.122 | 0.128 | 0.134 | 0.141 | 0.148 | 0 | 0 | 0 | 0 | 0.001 | 0.069 | 0.073 | 0.077 | 0.081 | 0.084 | 0 | 0 | 0 | 0 | 0 | 0 | 0 | 0 | 0 | 0
Lincoln County | 3.5938 | 14.25 | 0.034 |  | 26535 | 2.2 | 0.3 | 0.3 | 0.2 | 0.324 | 0.23583 | 82.9094 | 36438 | 49344 | 64146 | 86726 | 112744 | Lincoln | 2.42 | 3.147 | 4.091 | 5.318 | 6.914 | 0.366 | 0.392 | 0.51 | 0.663 | 0.862 | 0.366 | 0.418 | 0.543 | 0.706 | 0.918 | 0.221 | 0.288 | 0.308 | 0.4 | 0.52 | 0.052 | 0.068 | 0.088 | 0.114 | 0.15 | 0.181 | 0.228 | 0.293 | 0.381 | 0.496 | 0 | 0 | 0 | 0 | 0 | 0 | 0 | 0 | 0 | 0
Lincolnton | 2.9349 | 12 | 0.537 |  | 12320 | 0.595 | 0.296 | 0.576 | 0.109 | 0.241 | 0.58092 | 48.2955 | 12823 | 14875 | 17255 | 20015 | 23217 | Lincoln | 0.731 | 0.833 | 0.949 | 1.101 | 1.254 | 0.488 | 0.488 | 0.488 | 0.488 | 0.488 | 1.266 | 1.468 | 1.703 | 1.975 | 2.288 | 0.1 | 0.1 | 0.1 | 0.1 | 0.1 | 0.358 | 0.415 | 0.482 | 0.559 | 0.646 | 0.932 | 1.046 | 1.178 | 1.337 | 1.512 | 0 | 0 | 0 | 0 | 0 | 0 | 0 | 0 | 0 | 0
Linden | 0.11642 | 0.25 | 0.006 |  | 1625 | 0.09 | 0.011 | 0 | 0.002 | 0 | 0.0074167 | 55.3846 | 1700 | 1725 | 1750 | 1775 | 1800 | Cumberland | 0.098 | 0.098 | 0.099 | 0.099 | 0.1 | 0.012 | 0.012 | 0.012 | 0.013 | 0.014 | 0 | 0 | 0 | 0 | 0 | 0.002 | 0.002 | 0.003 | 0.003 | 0.004 | 0 | 0 | 0 | 0 | 0 | 0.008 | 0.008 | 0.008 | 0.008 | 0.008 | 0 | 0 | 0 | 0 | 0 | 0 | 0 | 0 | 0 | 0
Linville Land Harbor | 0.24642 | 0.273 | 0 |  | 520 | 0.17 | 0 | 0 | 0 | 0.02 | 0.056417 | 326.9231 | 514 | 514 | 514 | 514 | 514 | Avery | 0.165 | 0.165 | 0.165 | 0.165 | 0.165 | 0 | 0 | 0 | 0 | 0 | 0 | 0 | 0 | 0 | 0 | 0 | 0 | 0 | 0 | 0 | 0.02 | 0.02 | 0.02 | 0.02 | 0.02 | 0.018 | 0.018 | 0.018 | 0.018 | 0.018 | 0 | 0 | 0 | 0 | 0 | 0 | 0 | 0 | 0 | 0
Littleton | 0.10358 | 0.15 | 0 |  | 1520 | 0.063 | 0.008 | 0.003 | 0 | 0.004 | 0.025583 | 41.4474 | 700 | 720 | 740 | 750 | 760 | Halifax | 0.067 | 0.069 | 0.071 | 0.072 | 0.073 | 0.008 | 0.009 | 0.009 | 0.009 | 0.009 | 0.003 | 0.003 | 0.003 | 0.003 | 0.003 | 0 | 0 | 0 | 0 | 0 | 0.004 | 0.004 | 0.004 | 0.005 | 0.005 | 0.008 | 0.009 | 0.009 | 0.009 | 0.009 | 0 | 0 | 0 | 0 | 0 | 0 | 0 | 0 | 0 | 0
Longview | 0.74008 | 5 | 0.03 |  | 4871 | 0.249 | 0.261 | 0 | 0 | 0.1 | 0.10008 | 51.1189 | 4989 | 5141 | 5297 | 5458 | 5624 | Catawba | 0.256 | 0.264 | 0.272 | 0.28 | 0.289 | 0.289 | 0.298 | 0.307 | 0.316 | 0.326 | 0 | 0 | 0 | 0 | 0 | 0 | 0 | 0 | 0 | 0 | 0.1 | 0.1 | 0.1 | 0.1 | 0.1 | 0.095 | 0.095 | 0.101 | 0.101 | 0.101 | 0 | 0 | 0 | 0 | 0 | 0 | 0 | 0 | 0 | 0
Louisburg | 0.627 | 3 | 0.121 |  | 3352 | 0.124 | 0.193 | 0 | 0 | 0.072 | 0.117 | 36.9928 | 3950 | 4500 | 4680 | 4870 | 5500 | Franklin | 0.138 | 0.158 | 0.164 | 0.171 | 0.193 | 0.203 | 0.215 | 0.23 | 0.242 | 0.268 | 0.04 | 0.044 | 0.05 | 0.054 | 0.06 | 0.1 | 0.11 | 0.12 | 0.135 | 0.17 | 0.068 | 0.078 | 0.086 | 0.094 | 0.11 | 0.162 | 0.179 | 0.192 | 0.206 | 0.237 | 0 | 0 | 0 | 0 | 0 | 0 | 0 | 0 | 0 | 0
Lowell | 0.34667 | 0.618 | 0 |  | 3665 | 0.198 | 0.035 | 0 | 0.01 | 0.025 | 0.078667 | 54.0246 | 4160 | 4344 | 4528 | 4712 | 4896 | Gaston | 0.212 | 0.22 | 0.23 | 0.24 | 0.249 | 0.033 | 0.035 | 0.036 | 0.038 | 0.039 | 0 | 0 | 0 | 0 | 0 | 0.008 | 0.008 | 0.009 | 0.009 | 0.01 | 0.032 | 0.034 | 0.036 | 0.038 | 0.04 | 0.021 | 0.02 | 0.019 | 0.018 | 0.017 | 0 | 0 | 0 | 0 | 0 | 0 | 0 | 0 | 0 | 0
Lucama | 0.087917 | 0.287 | 0 |  | 881 | 0.06 | 0.004 | 0 | 0.004 | 0.015 | 0.0049167 | 68.1044 | 885 | 895 | 900 | 900 | 900 | Wilson | 0.085 | 0.09 | #N/A | 0.099 | 0.1 | 0.006 | 0.008 | 0.009 | 0.009 | 0.01 | 0 | 0 | 0 | 0 | 0 | 0.004 | 0.006 | 0.007 | 0.008 | 0.008 | 0.015 | 0.015 | 0.015 | 0.015 | 0.015 | 0.012 | 0.016 | 0.011 | 0.013 | 0.016 | 0 | 0 | 0 | 0 | 0 | 0 | 0 | 0 | 0 | 0
Lumberton | 5.3 | 16.2 | 0 |  | 22000 | 1.1 | 0.96 | 0.195 | 0.03 | 0.5 | 2.515 | 50 | 29000 | 34000 | 36500 | 40500 | 4400 | Robeson | 2.978 | 3.38 | 3.798 | 4.208 | 4.701 | 4.23 | 5.46 | 5.99 | 6.76 | 7.56 | 2.43 | 2.802 | 3.7 | 4.602 | 5.502 | 0.294 | 0.303 | 0.373 | 0.443 | 0.521 | 0.148 | 0.178 | 0.212 | 0.275 | 0.338 | 0.75 | 0.9 | 0.95 | 1.05 | 1.15 | 0 | 0 | 0 | 0 | 0 | 0 | 0 | 0 | 0 | 0
Macclesfield | 0.03075 | 0.414 | 0 |  | 890 | 0.027 | 0.004 | 0 | 0 | 0 | -0.00025 | 30.3371 | 777 | 697 | 626 | 562 | 555 | Edgecombe | 0.027 | 0.024 | 0.022 | 0.02 | 0.019 | 0.003 | 0.003 | 0.003 | 0.003 | 0.003 | 0 | 0 | 0 | 0 | 0 | 0 | 0 | 0 | 0 | 0 | 0 | 0 | 0 | 0 | 0 | 0.003 | 0.003 | 0.002 | 0.002 | 0.002 | 0 | 0 | 0 | 0 | 0 | 0 | 0 | 0 | 0 | 0
Madison | 0.52775 | 16.1 | 0.04011 |  | 2787 | 0.096 | 0.038 | 0.187 | 0 | 0.011 | 0.15564 | 34.4456 | 2907 | 3027 | 3147 | 3267 | 3387 | Rockingham | 0.1 | 0.104 | 0.108 | 0.112 | 0.116 | 0.04 | 0.041 | 0.042 | 0.043 | 0.044 | 0.334 | 0.35 | 0.368 | 0.386 | 0.404 | 0 | 0 | 0 | 0 | 0 | 0.012 | 0.013 | 0.014 | 0.015 | 0.016 | 0.225 | 0.236 | 0.247 | 0.258 | 0.269 | 0 | 0 | 0 | 0 | 0 | 0 | 0 | 0 | 0 | 0
Maggie Valley SD | 0.98242 | 4.5 | 0 |  | 9290 | 0.478 | 0.231 | 0.01 | 0 | 0.099 | 0.16442 | 51.4532 | 10530 | 12530 | 14530 | 16600 | 18800 | Haywood | 0.51 | 0.555 | 0.585 | 0.585 | 0.585 | 0.247 | 0.272 | 0.299 | 0.328 | 0.34 | 0.012 | 0.015 | 0.02 | 0.025 | 0.03 | 0 | 0 | 0 | 0 | 0 | 0.095 | 0.095 | 0.055 | 0.055 | 0.06 | 0.17 | 0.184 | 0.189 | 0.195 | 0.2 | 0 | 0 | 0 | 0 | 0 | 0 | 0 | 0 | 0 | 0
Magnolia | 0.070417 | 0.27 | 0 |  | 980 | 0.044 | 0.004 | 0 | 0 | 0.01 | 0.012417 | 44.898 | 1362 | 1594 | 1624 | 1655 | 1686 | Duplin | 0.078 | 0.091 | 0.093 | 0.095 | 0.115 | 0.013 | 0.015 | 0.018 | 0.022 | 0.027 | 0 | 0 | 0 | 0 | 0 | 0 | 0 | 0 | 0 | 0 | 0.004 | 0.005 | 0.006 | 0.008 | 0.011 | 0.016 | 0.019 | 0.02 | 0.021 | 0.026 | 0 | 0 | 0 | 0 | 0 | 0 | 0 | 0 | 0 | 0
Maiden | 0.80875 | 3 | 0 |  | 4875 | 0.213 | 0.032 | 0.468 | 0.051 | 0.005 | 0.03975 | 43.6923 | 5345 | 6345 | 7345 | 8945 | 9945 | Catawba | 0.224 | 0.266 | 0.31 | 0.376 | 0.418 | 0.072 | 0.075 | 0.077 | 0.08 | 0.083 | 1.023 | 1.057 | 1.093 | 1.129 | 1.165 | 0.02 | 0.021 | 0.022 | 0.023 | 0.024 | 0.018 | 0.02 | 0.025 | 0.028 | 0.03 | 0.065 | 0.069 | 0.073 | 0.079 | 0.083 | 0 | 0 | 0 | 0 | 0 | 0 | 0 | 0 | 0 | 0
Manteo | 0.22192 | 0.7 | 0 |  | 1344 | 0.142 | 0.038 | 0 | 0.011 | 0.004 | 0.026917 | 105.6548 | 1411 | 1482 | 1556 | 1634 | 1716 | Dare | 0.243 | 0.255 | 0.268 | 0.281 | 0.295 | 0.039 | 0.041 | 0.043 | 0.045 | 0.047 | 0 | 0 | 0 | 0 | 0 | 0.015 | 0.016 | 0.017 | 0.018 | 0.019 | 0.001 | 0.001 | 0.001 | 0.001 | 0.001 | 0.032 | 0.033 | 0.038 | 0.04 | 0.042 | 0 | 0 | 0 | 0 | 0 | 0 | 0 | 0 | 0 | 0
Marion | 1.4085 | 4.1 | 0.056 |  | 8668 | 0.402 | 0.31 | 0.137 | 0.101 | 0.32 | 0.0825 | 46.3775 | 8886 | 9153 | 9427 | 9710 | 10001 | McDowell | 0.484 | 0.491 | 0.499 | 0.506 | 0.514 | 0.222 | 0.233 | 0.244 | 0.257 | 0.27 | 0.209 | 0.21 | 0.211 | 0.212 | 0.213 | 0.256 | 0.258 | 0.261 | 0.264 | 0.267 | 0.36 | 0.351 | 0.342 | 0.335 | 0.327 | 0.127 | 0.128 | 0.129 | 0.13 | 0.132 | 0 | 0 | 0 | 0 | 0 | 0 | 0 | 0 | 0 | 0
Mars Hill | 0.29008 | 0.6 | 0 |  | 3200 | 0.122 | 0.045 | 0.001 | 0.085 | 0.02 | 0.017083 | 38.125 | 3502 | 3902 | 4302 | 4702 | 5102 | Madison | 0.125 | 0.128 | 0.131 | 0.134 | 0.137 | 0.045 | 0.045 | 0.046 | 0.046 | 0.047 | 0.002 | 0.002 | 0.003 | 0.003 | 0.004 | 0.085 | 0.085 | 0.087 | 0.087 | 0.09 | 0.02 | 0.02 | 0.02 | 0.02 | 0.02 | 0.017 | 0.017 | 0.018 | 0.018 | 0.019 | 0 | 0 | 0 | 0 | 0 | 0 | 0 | 0 | 0 | 0
Marshall | 0.14167 | 0.176 | 0 |  | 888 | 0.059 | 0.008 | 0.002 | 0.008 | 0.004 | 0.060667 | 66.4414 | 805 | 821 | 837 | 854 | 871 | Madison | 0.059 | 0.057 | 0.056 | 0.057 | 0.058 | 0.01 | 0.01 | 0.011 | 0.011 | 0.011 | 0.001 | 0.001 | 0.001 | 0.001 | 0.001 | 0.008 | 0.008 | 0.008 | 0.008 | 0.008 | 0.004 | 0.004 | 0.004 | 0.004 | 0.004 | 0.06 | 0.058 | 0.058 | 0.059 | 0.06 | 0 | 0 | 0 | 0 | 0 | 0 | 0 | 0 | 0 | 0
Marshville | ERROR | 0.7 | 0 |  | 0 | 0 | 0 | 0 | 0 | 0 | #VALUE! | ERROR | 3495 | 4040 | 4670 | 5399 | 6241 | Union | 0.135 | 0.156 | 0.18 | 0.207 | 0.239 | 0.031 | 0.035 | 0.04 | 0.045 | 0.049 | 0.02 | 0.024 | 0.027 | 0.03 | 0.033 | 0.027 | 0.031 | 0.035 | 0.039 | 0.043 | 0.012 | 0.014 | 0.016 | 0.018 | 0.02 | 0.095 | 0.109 | 0.125 | 0.143 | 0.162 | 0 | 0 | 0 | 0 | 0 | 0 | 0 | 0 | 0 | 0
Martin County Regional WASA | 0.86442 | 128.2 | 0.62166 |  | 0 | 0 | 0 | 0 | 0 | 0.17 | 0.072754 | ERROR | 0 | 0 | 0 | 0 | 0 | Martin | 0 | 0 | #N/A | 0 | 0 | 0 | 0 | 0 | 0 | 0 | 0 | 0 | 0 | 0 | 0 | 0 | 0 | 0 | 0 | 0 | 0.2 | 0.2 | 0.2 | 0.2 | 0.2 | 0.058 | 0.058 | 0.058 | 0.058 | 0.058 | 0 | 0 | 0 | 0 | 0 | 0 | 0 | 0 | 0 | 0
Martin County Regional WASA Well | ERROR | 0 | 0 |  | #N/A | 0 | 0 | 0 | 0 | 0 | #VALUE! | ERROR | 0 | 0 | 0 | 0 | 0 | Martin | 0 | 0 | #N/A | 0 | 0 | 0 | 0 | 0 | 0 | 0 | 0 | 0 | 0 | 0 | 0 | 0 | 0 | 0 | 0 | 0 | 0 | 0 | 0 | 0 | 0 | 0 | 0 | 0 | 0 | 0 | 0 | 0 | 0 | 0 | 0 | 0 | 0 | 0 | 0 | 0
Martin County WD I | 0.12667 | 0.491 | 1.9178e-05 |  | 2148 | 0.087 | 0.01 | 0 | 0.001 | 0.007 | 0.021647 | 40.5028 | 2280 | 2189 | 2101 | 2017 | 1937 | Martin | 0.094 | 0.09 | #N/A | 0.084 | 0.081 | 0.01 | 0.009 | 0.009 | 0.009 | 0.009 | 0 | 0 | 0 | 0 | 0 | 0.002 | 0.002 | 0.002 | 0.002 | 0.002 | 0.01 | 0.01 | 0.01 | 0.01 | 0.01 | 0.006 | 0.005 | 0.005 | 0.005 | 0.005 | 0.343 | 0 | 0 | 0 | 0 | 0 | 0 | 0 | 0 | 0
Martin County WD II | 0.13342 | 0.571 | 0 |  | 2420 | 0.099 | 0.002 | 0 | 0.004 | 0.015 | 0.013417 | 40.9091 | 2613 | 2863 | 3113 | 3363 | 3613 | Martin | 0.11 | 0.12 | #N/A | 0.139 | 0.148 | 0.004 | 0.004 | 0.005 | 0.006 | 0.007 | 0 | 0 | 0 | 0 | 0 | 0.005 | 0.005 | 0.006 | 0.007 | 0.008 | 0.01 | 0.01 | 0.01 | 0.01 | 0.01 | 0.013 | 0.014 | 0.015 | 0.016 | 0.017 | 0 | 0 | 0 | 0 | 0 | 0 | 0 | 0 | 0 | 0
Maury Sanitary Land District | 0.04 | 0.2 | 0 |  | 815 | 0.02 | 0.002 | 0 | 0.018 | 0 | 0 | 24.5399 | 885 | 940 | 984 | 1010 | 1060 | Greene | 0.026 | 0.026 | 0.027 | 0.029 | 0.031 | 0.002 | 0.002 | 0.002 | 0.002 | 0.002 | 0 | 0 | 0 | 0 | 0 | 0.017 | 0.018 | 0.019 | 0.02 | 0.021 | 0 | 0 | 0 | 0 | 0 | 0.003 | 0.003 | 0.003 | 0.004 | 0.004 | 0 | 0 | 0 | 0 | 0 | 0 | 0 | 0 | 0 | 0
Maxton | 0.24575 | 0.88 | 0 |  | 2600 | 0.15 | 0.02 | 0 | 0.008 | 0 | 0.06775 | 57.6923 | 2601 | 2604 | 2606 | 2609 | 2611 | Robeson | 0.2 | 0.2 | 0.201 | 0.201 | 0.201 | 0.02 | 0.02 | 0.02 | 0.021 | 0.021 | 0 | 0 | 0 | 0 | 0 | 0.008 | 0.008 | 0.008 | 0.008 | 0.008 | 0.018 | 0.018 | 0.018 | 0.019 | 0.019 | 0.086 | 0.086 | 0.086 | 0.087 | 0.087 | 0 | 0 | 0 | 0 | 0 | 0 | 0 | 0 | 0 | 0
Mayberry WSD2 | ERROR | 0 | 0 |  | #N/A | 0 | 0 | 0 | 0 | 0 | #VALUE! | ERROR | #N/A | #N/A | #N/A | #N/A | #N/A | Orange | #N/A | #N/A | #N/A | #N/A | #N/A | #N/A | #N/A | #N/A | #N/A | #N/A | #N/A | #N/A | #N/A | #N/A | #N/A | #N/A | #N/A | #N/A | #N/A | #N/A | #N/A | #N/A | #N/A | #N/A | #N/A | #N/A | #N/A | #N/A | #N/A | #N/A | 0 | 0 | 0 | 0 | 0 | 0 | 0 | 0 | 0 | 0
Mayodan | 0.70783 | 10 | 0.099589 |  | 2470 | 0.135 | 0.042 | 0.127 | 0.021 | 0.113 | 0.17024 | 54.6559 | 2955 | 3250 | 3575 | 3932 | 4000 | Rockingham | 0.141 | 0.142 | 0.143 | 0.144 | 0.144 | 0.044 | 0.044 | 0.045 | 0.045 | 0.045 | 0.133 | 0.134 | 0.135 | 0.136 | 0.136 | 0.022 | 0.022 | 0.022 | 0.023 | 0.023 | 0.118 | 0.119 | 0.12 | 0.121 | 0.121 | 0.179 | 0.18 | 0.182 | 0.183 | 0.183 | 0 | 0 | 0 | 0 | 0 | 0 | 0 | 0 | 0 | 0
Maysville | 0.0535 | 0.144 | 0 |  | 1100 | 0.039 | 0.005 | 0 | 0.005 | 0.004 | 0.0005 | 35.4545 | 1242 | 1366 | 1503 | 2200 | 2300 | Jones | 0.042 | 0.044 | 0.049 | 0.055 | 0.06 | 0.005 | 0.005 | 0.005 | 0.007 | 0.009 | 0 | 0 | 0 | 0 | 0 | 0.003 | 0.003 | 0.003 | 0.003 | 0.003 | 0.003 | 0.003 | 0.003 | 0.003 | 0.004 | 0.003 | 0.003 | 0.003 | 0.004 | 0.004 | 0 | 0 | 0 | 0 | 0 | 0 | 0 | 0 | 0 | 0
McAdenville | 0.23967 | 1 | 0 |  | 690 | 0.031 | 0.007 | 0.168 | 0.003 | 0.01 | 0.020667 | 44.9275 | 745 | 910 | 1110 | 1350 | 1650 | Gaston | 0.047 | 0.057 | 0.07 | 0.085 | 0.104 | 0.008 | 0.01 | 0.02 | 0.02 | 0.03 | 0.18 | 0.2 | 0.2 | 0.2 | 0.2 | 0.004 | 0.006 | 0.008 | 0.01 | 0.011 | 0.017 | 0.017 | 0.017 | 0.017 | 0.017 | 0.021 | 0.02 | 0.02 | 0.02 | 0.02 | 0 | 0 | 0 | 0 | 0 | 0 | 0 | 0 | 0 | 0
McDowell County (Nebo) | 0.055833 | 0.2 | 0 |  | 540 | 0.025 | 0.003 | 0.001 | 0.004 | 0.02 | 0.0028333 | 46.2963 | 550 | 560 | 570 | 580 | 590 | McDowell | 0.026 | 0.027 | #N/A | 0.029 | 0.03 | 0.003 | 0.003 | 0.003 | 0.003 | 0.003 | 0.001 | 0.002 | 0.002 | 0.002 | 0.002 | 0.004 | 0.004 | 0.004 | 0.004 | 0.004 | 0.02 | 0.02 | 0.02 | 0.02 | 0.02 | 0.007 | 0.007 | 0.008 | 0.008 | 0.008 | 0 | 0 | 0 | 0 | 0 | 0 | 0 | 0 | 0 | 0
Mebane | 1.5797 | 6 | 0 |  | 14950 | 0.687 | 0.169 | 0.269 | 0.017 | 0.013 | 0.42467 | 45.9532 | 17173 | 26367 | 40425 | 56662 | 78165 | Alamance | 0.772 | 1.157 | 1.73 | 2.336 | 3.184 | 0.213 | 0.32 | 0.479 | 0.719 | 1.078 | 0.305 | 0.381 | 0.479 | 0.595 | 0.744 | 0.018 | 0.022 | 0.026 | 0.031 | 0.038 | 0.014 | 0.016 | 0.019 | 0.022 | 0.026 | 0.409 | 0.368 | 0.311 | 0.298 | 0.268 | 0 | 0 | 0 | 0 | 0 | 0 | 0 | 0 | 0 | 0
Merrimon | 0.0051667 | 0.065 | 0 |  | 80 | 0.003 | 0 | 0 | 0 | 0.001 | 0.0011667 | 37.5 | 85 | 90 | 100 | 110 | 120 | Carteret | 0.003 | 0.003 | 0.003 | 0.004 | 0.004 | 0 | 0 | 0 | 0 | 0 | 0 | 0 | 0 | 0 | 0 | 0.001 | 0.001 | 0.001 | 0.001 | 0.001 | 0.001 | 0.001 | 0.001 | 0.001 | 0.001 | 0 | 0 | 0 | 0 | 0 | 0 | 0 | 0 | 0 | 0 | 0 | 0 | 0 | 0 | 0
Micro | 0.048667 | 0.175 | 0 |  | 487 | 0.033 | 0.002 | 0.004 | 0.004 | 0.001 | 0.0046667 | 67.7618 | 510 | 525 | 550 | 575 | 620 | Johnston | 0.025 | 0.028 | 0.031 | 0.035 | 0.038 | 0.005 | 0.009 | 0.013 | 0.015 | 0.018 | 0.005 | 0.006 | 0.006 | 0.007 | 0.008 | 0.008 | 0.009 | 0.01 | 0.012 | 0.014 | 0.001 | 0.001 | 0.001 | 0.001 | 0.001 | 0.005 | 0.005 | 0.005 | 0.005 | 0.005 | 0 | 0 | 0 | 0 | 0 | 0 | 0 | 0 | 0 | 0
Micro (County Line) | 0.0075 | 0.005 | 0 |  | 40 | 0.002 | 0 | 0 | 0 | 0.004 | 0.0015 | 50 | 45 | 50 | 55 | 65 | 75 | Johnston | 0.003 | 0.003 | #N/A | 0.004 | 0.004 | 0 | 0 | 0 | 0 | 0 | 0 | 0 | 0 | 0 | 0 | 0 | 0 | 0 | 0 | 0 | 0 | 0 | 0 | 0 | 0 | 0 | 0 | 0 | 0 | 0 | 0 | 0 | 0 | 0 | 0 | 0 | 0 | 0 | 0 | 0
Middlesex | 0.0905 | 0.565 | 0 |  | 800 | 0.036 | 0.012 | 0.005 | 0.003 | 0.01 | 0.0245 | 45 | 850 | 900 | 950 | 1000 | 1050 | Nash | 0.04 | 0.042 | 0.044 | 0.046 | 0.048 | 0.013 | 0.015 | 0.017 | 0.019 | 0.021 | 0.01 | 0.012 | 0.014 | 0.016 | 0.018 | 0.004 | 0.005 | 0.006 | 0.007 | 0.008 | 0.01 | 0.01 | 0.01 | 0.01 | 0.01 | 0.027 | 0.029 | 0.032 | 0.034 | 0.037 | 0 | 0 | 0 | 0 | 0 | 0 | 0 | 0 | 0 | 0
Milton | 0.013083 | 0.054 | 0 |  | 155 | 0.012 | 0.001 | 0 | 0 | 0 | 8.3333e-05 | 77.4194 | 180 | 180 | 180 | 180 | 180 | Caswell | 0.014 | 0.014 | 0.015 | 0.016 | 0.016 | 0.004 | 0.004 | 0.004 | 0.004 | 0.004 | 0 | 0 | 0 | 0 | 0 | 0 | 0 | 0 | 0 | 0 | 0 | 0 | 0 | 0 | 0 | 0.001 | 0.001 | 0.001 | 0.001 | 0.001 | 0 | 0 | 0 | 0 | 0 | 0 | 0 | 0 | 0 | 0
Mocksville | 0.85417 | 3.6 | 3.8356e-05 |  | 5240 | 0.429 | 0.101 | 0.08 | 0.06 | 0.098 | 0.086128 | 81.8702 | 5500 | 6000 | 6500 | 7100 | 7700 | Davie | 0.43 | 0.44 | 0.475 | 0.513 | 0.554 | 0.1 | 0.102 | 0.107 | 0.112 | 0.118 | 0.1 | 0.088 | 0.097 | 0.106 | 0.117 | 0.06 | 0.063 | 0.066 | 0.069 | 0.073 | 0.1 | 0.079 | 0.083 | 0.087 | 0.091 | 0.09 | 0.07 | 0.07 | 0.07 | 0.07 | 0 | 0 | 0 | 0 | 0 | 0 | 0 | 0 | 0 | 0
Monroe | 6.5917 | 11.39 | 0 |  | 31031 | 1.64 | 0.88 | 2.34 | 0.25 | 0.81 | 0.67167 | 52.8504 | 33935 | 38223 | 44359 | 51480 | 59745 | Union | 1.741 | 2.02 | 2.344 | 2.721 | 3.158 | 0.934 | 1.084 | 1.258 | 1.46 | 1.694 | 2.34 | 2.387 | 2.509 | 2.638 | 2.914 | 0.265 | 0.308 | 0.357 | 0.415 | 0.481 | 0.86 | 0.898 | 1.042 | 1.209 | 1.404 | 1.042 | 1.137 | 1.275 | 1.433 | 1.638 | 0 | 0 | 2 | 0 | 0 | 0 | 0 | 0 | 0 | 0
Montgomery Co | 2.5387 | 6 | 1.278 |  | 14417 | 0.462 | 0.3 | 0 | 0 | 0.03 | 0.46867 | 32.0455 | 14900 | 15870 | 16900 | 18000 | 19170 | Montgomery | 0.497 | 0.529 | 0.563 | 0.6 | 0.639 | 0.309 | 0.34 | 0.374 | 0.411 | 0.452 | 0 | 0 | 0 | 0 | 0 | 0 | 0 | 0 | 0 | 0 | 0.04 | 0.042 | 0.044 | 0.046 | 0.048 | 0.339 | 0.365 | 0.393 | 0.424 | 0.456 | 0 | 0 | 0 | 0 | 0 | 0 | 0 | 0 | 0 | 0
Montreat | 0.091667 | 0.322 | 0 |  | 791 | 0.053 | 0 | 0 | 0.021 | 0.006 | 0.011667 | 67.0038 | 745 | 760 | 775 | 790 | 802 | Buncombe | 0.054 | 0.055 | 0.056 | 0.057 | 0.058 | 0 | 0 | 0 | 0 | 0 | 0 | 0 | 0 | 0 | 0 | 0.025 | 0.026 | 0.027 | 0.028 | 0.029 | 0.012 | 0.012 | 0.013 | 0.013 | 0.014 | 0.008 | 0.008 | 0.008 | 0.009 | 0.009 | 0.002 | 0 | 0 | 0 | 0 | 0 | 0 | 0 | 0 | 0
Moore County Public Utilities-Addor | 0.0048333 | 0.045 | 0 |  | 135 | 0.004 | 0 | 0 | 0 | 0.001 | -0.00016667 | 29.6296 | 150 | 160 | 170 | 182 | 194 | Moore | 0.004 | 0.004 | 0.005 | 0.005 | 0.005 | 0 | 0 | 0 | 0 | 0 | 0.018 | 0.019 | 0.02 | 0.022 | 0.023 | 0 | 0 | 0 | 0 | 0 | 0.001 | 0.001 | 0.001 | 0.001 | 0.001 | 0.004 | 0.004 | 0.005 | 0.005 | 0.005 | 0 | 0 | 0 | 0 | 0 | 0 | 0 | 0 | 0 | 0
Moore County Public Utilities-High Falls | 0.011083 | 0.025 | 0 |  | 322 | 0.001 | 0 | 0 | 0.001 | 0.008 | 0.0010833 | 3.1056 | 335 | 300 | 310 | 321 | 333 | Moore | 0.001 | 0.001 | #N/A | 0.001 | 0.001 | 0 | 0 | 0 | 0 | 0 | 0 | 0 | 0 | 0 | 0 | 0.001 | 0.001 | 0.001 | 0.001 | 0.001 | 0.005 | 0.005 | 0.004 | 0.004 | 0.003 | 0.001 | 0.001 | 0.001 | 0.001 | 0.001 | 0 | 0 | 0 | 0 | 0 | 0 | 0 | 0 | 0 | 0
Moore County Public Utilities-Hyland Hills | 0.0205 | 0.05 | 0 |  | 332 | 0.013 | 0.001 | 0 | 0 | 0.004 | 0.0025 | 39.1566 | 358 | 383 | 410 | 438 | 469 | Moore | 0.021 | 0.023 | 0.024 | 0.026 | 0.028 | 0 | 0 | 0 | 0 | 0 | 0 | 0 | 0 | 0 | 0 | 0 | 0 | 0 | 0 | 0 | 0.003 | 0.003 | 0.003 | 0.003 | 0.003 | 0.003 | 0.003 | 0.004 | 0.004 | 0.004 | 0 | 0 | 0 | 0 | 0 | 0 | 0 | 0 | 0 | 0
Moore County Public Utilities-Pinehurst | 2.0379 | 3.936 | 0.101 |  | 20300 | 1.447 | 0.123 | 0 | 0.05 | 0.166 | 0.15092 | 71.2808 | 20800 | 21000 | 23000 | 25415 | 29005 | Moore | 1.495 | 1.706 | 1.947 | 2.223 | 2.3 | 0.322 | 0.367 | 0.419 | 0.478 | 0.5 | 0 | 0 | 0 | 0 | 0 | 0.105 | 0.12 | 0.137 | 0.156 | 0.16 | 0.006 | 0.007 | 0.007 | 0.008 | 0.009 | 0.103 | 0.117 | 0.134 | 0.153 | 0.165 | 0.072 | 0 | 0 | 0 | 0 | 0 | 0 | 0 | 0 | 0
Moore County Public Utilities-Robbins | 0.022583 | 0.05 | 0 |  | 450 | 0.001 | 0 | 0 | 0.003 | 0.017 | 0.0015833 | 2.2222 | 472 | 500 | 530 | 550 | 600 | Moore | 0.002 | 0.002 | 0.003 | 0.003 | 0.003 | 0 | 0 | 0 | 0 | 0 | 0 | 0 | 0 | 0 | 0 | 0.002 | 0.002 | 0.002 | 0.002 | 0.002 | 0 | 0 | 0 | 0 | 0 | 0.006 | 0.006 | 0.008 | 0.008 | 0.01 | 0 | 0 | 0 | 0 | 0 | 0 | 0 | 0 | 0 | 0
Moore County Public Utilities-Seven Lakes | 0.4675 | 0.65 | 0 |  | 6570 | 0.355 | 0.056 | 0 | 0 | 0.014 | 0.0425 | 54.0335 | 6600 | 6675 | 6916 | 7165 | 7423 | Moore | 0.356 | 0.37 | 0.383 | 0.397 | 0.411 | 0.07 | 0.071 | 0.075 | 0.08 | 0.083 | 0 | 0 | 0 | 0 | 0 | 0.006 | 0.006 | 0.007 | 0.007 | 0.007 | 0.001 | 0.001 | 0.001 | 0.001 | 0.001 | 0.018 | 0.018 | 0.019 | 0.02 | 0.02 | 0 | 0 | 0 | 0 | 0 | 0 | 0 | 0 | 0 | 0
Moore County Public Utilities-The Carolina | 0.015917 | 0.02 | 0 |  | 102 | 0.01 | 0 | 0 | 0 | 0.004 | 0.0019167 | 98.0392 | 110 | 116 | 126 | 133 | 140 | Moore | 0.003 | 0.003 | 0.003 | 0.003 | 0.003 | 0 | 0 | 0 | 0 | 0 | 0 | 0 | 0 | 0 | 0 | 0 | 0 | 0 | 0 | 0 | 0 | 0 | 0 | 0 | 0 | 0.001 | 0.001 | 0.001 | 0.001 | 0.001 | 0 | 0 | 0 | 0 | 0 | 0 | 0 | 0 | 0 | 0
Moore County Public Utilities-Vass | 0.06925 | 0.2 | 0 |  | 1400 | 0.045 | 0.01 | 0 | 0 | 0.009 | 0.00525 | 32.1429 | 1487 | 1550 | 1700 | 1800 | 1900 | Moore | 0.061 | 0.065 | 0.07 | 0.075 | 0.08 | 0.004 | 0.005 | 0.005 | 0.005 | 0.006 | 0 | 0 | 0 | 0 | 0 | 0.002 | 0.002 | 0.002 | 0.003 | 0.003 | 0.016 | 0.017 | 0.018 | 0.019 | 0.021 | 0.007 | 0.008 | 0.009 | 0.009 | 0.01 | 0 | 0 | 0 | 0 | 0 | 0 | 0 | 0 | 0 | 0
Mooresville | 6.2507 | 18 | 0.16355 |  | 38000 | 1.7 | 3.4 | 0 | 0.2 | 0.05 | 0.73712 | 44.7368 | 40980 | 51850 | 62730 | 73600 | 84470 | Iredell | 1.95 | 2.47 | 2.99 | 3.51 | 4.03 | 3.95 | 4.95 | 5.75 | 7.05 | 8.25 | 0 | 0 | 0 | 0 | 0 | 0.24 | 0.29 | 0.35 | 0.42 | 0.5 | 0.1 | 0.105 | 0.11 | 0.115 | 0.12 | 0.938 | 1.176 | 1.384 | 1.669 | 1.939 | 0 | 0 | 0 | 0 | 0 | 0 | 0 | 0 | 0 | 0
Moravian Falls Water Works | 0.31375 | 0.5 | 0 |  | 3226 | 0.224 | 0.002 | 0.001 | 0.002 | 0.001 | 0.08375 | 69.4358 | 3239 | 3271 | 3304 | 3337 | 3370 | Wilkes | 0.224 | 0.226 | 0.228 | 0.23 | 0.232 | 0.002 | 0.002 | 0.002 | 0.002 | 0.002 | 0.001 | 0.001 | 0.001 | 0.001 | 0.001 | 0.002 | 0.002 | 0.002 | 0.002 | 0.002 | 0.001 | 0.001 | 0.001 | 0.001 | 0.001 | 0.083 | 0.084 | 0.084 | 0.085 | 0.086 | 0 | 0 | 0 | 0 | 0 | 0 | 0 | 0 | 0 | 0
Morehead City | 1.153 | 2.34 | 0 |  | 9420 | 0.529 | 0.325 | 0.009 | 0.127 | 0.076 | 0.087 | 56.1571 | 9261 | 10461 | 11400 | 12652 | 14405 | Carteret | 0.53 | 0.562 | 0.588 | 0.597 | 0.61 | 0.295 | 0.298 | 0.301 | 0.302 | 0.311 | 0.025 | 0.025 | 0.025 | 0.025 | 0.025 | 0.152 | 0.153 | 0.153 | 0.154 | 0.155 | 0.05 | 0.05 | 0.05 | 0.05 | 0.05 | 0.086 | 0.089 | 0.091 | 0.092 | 0.094 | 0 | 0 | 0 | 0 | 0 | 0 | 0 | 0 | 0 | 0
Morganton | 8.6917 | 18 | 1.18 |  | 25333 | 1.5 | 1.7 | 3.3 | 0.4 | 0.14 | 0.47167 | 59.2113 | 27000 | 29000 | 31000 | 33000 | 35000 | Burke | 1.6 | 1.7 | 1.8 | 1.9 | 2 | 1.9 | 2 | 2.1 | 2.2 | 2.3 | 3.7 | 3.9 | 4 | 4.1 | 4.2 | 0.6 | 0.8 | 1 | 1.1 | 1.2 | 0.14 | 0.15 | 0.16 | 0.17 | 0.18 | 1 | 0.95 | 0.9 | 0.8 | 0.8 | 0 | 0 | 0 | 0 | 0 | 0 | 0 | 0 | 0 | 0
Morven | 0.046083 | 0.06 | 0 |  | 515 | 0.034 | 0.001 | 0 | 0.001 | 0 | 0.010083 | 66.0194 | 515 | 520 | 520 | 525 | 525 | Anson | 0.035 | 0.035 | 0.035 | 0.036 | 0.036 | 0.001 | 0.001 | 0.001 | 0.001 | 0.001 | 0 | 0 | 0 | 0 | 0 | 0.001 | 0.001 | 0.001 | 0.001 | 0.001 | 0 | 0 | 0 | 0 | 0 | 0.007 | 0.007 | 0.007 | 0.007 | 0.007 | 0 | 0 | 0 | 0 | 0 | 0 | 0 | 0 | 0 | 0
Mount Airy | 2.1338 | 15.3 | 0.22361 |  | 10417 | 0.475 | 0.503 | 0.296 | 0.196 | 0.2 | 0.24014 | 45.5985 | 14000 | 17454 | 20309 | 23632 | 27498 | Surry | 0.816 | 1.065 | 1.388 | 1.811 | 2.361 | 0.4 | 0.45 | 0.5 | 0.55 | 0.6 | 0.482 | 0.629 | 0.82 | 1.07 | 1.34 | 0.204 | 0.266 | 0.346 | 0.452 | 0.589 | 0.198 | 0.259 | 0.337 | 0.44 | 0.573 | 0.4 | 0.5 | 0.6 | 0.75 | 0.9 | 0 | 0 | 0 | 0 | 0 | 0 | 0 | 0 | 0 | 0
Mount Gilead | 0.11117 | 0.11 | 0 |  | 1181 | 0.053 | 0.004 | 0.002 | 0.003 | 0.003 | 0.046167 | 44.8772 | 1240 | 1302 | 1367 | 1435 | 1507 | Montgomery | 0.05 | 0.05 | 0.05 | 0.05 | 0.05 | 0.005 | 0.005 | 0.005 | 0.005 | 0.005 | 0.003 | 0.003 | 0.003 | 0.004 | 0.004 | 0.003 | 0.003 | 0.003 | 0.003 | 0.003 | 0.006 | 0.006 | 0.006 | 0.006 | 0.006 | 0.005 | 0.005 | 0.005 | 0.005 | 0.005 | 0 | 0 | 0 | 0 | 0 | 0 | 0 | 0 | 0 | 0
Mount Holly | 2.7283 | 13.1 | 0.77913 |  | 15000 | 1.014 | 0.198 | 0.505 | 0.039 | 0.18 | 0.013121 | 67.6 | 18309 | 22520 | 27699 | 34070 | 41906 | Gaston | 1.065 | 1.1 | 1.612 | 1.982 | 2.438 | 0.162 | 0.178 | 0.196 | 0.215 | 0.237 | 0.499 | 0.549 | 0.604 | 0.665 | 0.731 | 0.036 | 0.04 | 0.044 | 0.048 | 0.053 | 0.127 | 0.139 | 0.153 | 0.168 | 0.185 | 0.167 | 0.177 | 0.231 | 0.272 | 0.322 | 0 | 0 | 0 | 0 | 0 | 0 | 0 | 0 | 0 | 0
Mount Olive | 1.0431 | 2.52 | 0 |  | 5700 | 0.292 | 0.094 | 0.398 | 0.027 | 0.052 | 0.18008 | 51.2281 | 7092 | 7447 | 7800 | 8200 | 8620 | Wayne | 0.541 | 0.568 | #N/A | 0.625 | 0.655 | 0.175 | 0.184 | 0.195 | 0.205 | 0.215 | 0.309 | 0.324 | 0.343 | 0.361 | 0.381 | 0.016 | 0.017 | 0.023 | 0.025 | 0.029 | 0.06 | 0.065 | 0.07 | 0.073 | 0.075 | 0.175 | 0.175 | 0.175 | 0.175 | 0.175 | 0 | 0 | 0 | 0 | 0 | 0 | 0 | 0 | 0 | 0
Mt. Pleasant | 0.19558 | 1.5 | 0 |  | 1756 | 0.157 | 0.006 | 0.006 | 0.004 | 0.013 | 0.0095833 | 89.4077 | 2343 | 3302 | 4473 | 5432 | 6603 | Cabarrus | 0.22 | 0.31 | 0.42 | 0.51 | 0.62 | 0.01 | 0.012 | 0.015 | 0.02 | 0.03 | 0.003 | 0.003 | 0.003 | 0.003 | 0.003 | 0.002 | 0.002 | 0.002 | 0.002 | 0.002 | 0.025 | 0.025 | 0.025 | 0.025 | 0.025 | 0.014 | 0.019 | 0.025 | 0.03 | 0.037 | 0 | 0 | 0 | 0 | 0 | 0 | 0 | 0 | 0 | 0
Mulberry Fairplains WA | 0.93008 | 2 | 0.506 |  | 8500 | 0.302 | 0.052 | 0.002 | 0.007 | 0.001 | 0.060083 | 35.5294 | 8500 | 9000 | 9500 | 10000 | 10500 | Wilkes | 0.24 | 0.254 | 0.268 | 0.282 | 0.296 | 0.039 | 0.04 | 0.041 | 0.042 | 0.043 | 0.001 | 0.001 | 0.001 | 0.001 | 0.001 | 0.015 | 0.016 | 0.017 | 0.018 | 0.019 | 0.001 | 0.001 | 0.001 | 0.001 | 0.001 | 0.09 | 0.095 | 0.099 | 0.104 | 0.109 | 0 | 0 | 0 | 0 | 0 | 0 | 0 | 0 | 0 | 0
Murfreesboro | 0.42425 | 2.19 | 0 |  | 3316 | 0.343 | 0 | 0 | 0 | 0.003 | 0.07825 | 103.4379 | 3300 | 3350 | 3250 | 3150 | 3050 | Hertford | 0.292 | 0.296 | 0.293 | 0.286 | 0.265 | 0.045 | 0.045 | 0.045 | 0.039 | 0.035 | 0.001 | 0.001 | 0.001 | 0.001 | 0 | 0.005 | 0.005 | 0.005 | 0.005 | 0.005 | 0.006 | 0.006 | 0.006 | 0.006 | 0.006 | 0.045 | 0.046 | 0.046 | 0.044 | 0.04 | 0 | 0 | 0 | 0 | 0 | 0 | 0 | 0 | 0 | 0
Murphy | 0.9755 | 13 | 0 |  | 4240 | 0.123 | 0.281 | 0.051 | 0.058 | 0.1 | 0.3625 | 29.0094 | 4685 | 5201 | 5773 | 6408 | 7113 | Cherokee | 0.196 | 0.2 | 0.204 | 0.208 | 0.212 | 0.27 | 0.275 | 0.281 | 0.287 | 0.293 | 0.126 | 0.129 | 0.131 | 0.134 | 0.137 | 0.092 | 0.094 | 0.096 | 0.098 | 0.1 | 0.115 | 0.125 | 0.145 | 0.16 | 0.185 | 0.442 | 0.455 | 0.474 | 0.491 | 0.513 | 0 | 0 | 0 | 0 | 0 | 0 | 0 | 0 | 0 | 0
Nags Head | 1.1251 | 3.5 | 0 |  | 3125 | 0.668 | 0.255 | 0 | 0.019 | 0.07 | 0.11308 | 213.76 | 3869 | 4353 | 4853 | 5271 | 5705 | Dare | 0.89 | 1.001 | 1.113 | 1.212 | 1.312 | 0.288 | 0.401 | 0.445 | 0.486 | 0.526 | 0 | 0 | 0 | 0 | 0 | 0.015 | 0.015 | 0.015 | 0.015 | 0.015 | 0.132 | 0.132 | 0.132 | 0.132 | 0.132 | 0.144 | 0.168 | 0.185 | 0.201 | 0.216 | 0 | 0 | 0 | 0 | 0 | 0 | 0 | 0 | 0 | 0
Nash County Area II | 0.10942 | 0.15 | 0.012811 |  | 625 | 0.012 | 0.001 | 0.08 | 0 | 0 | 0.0036057 | 19.2 | 635 | 650 | 675 | 700 | 700 | Nash | 0.013 | 0.015 | #N/A | 0.017 | 0.018 | 0.001 | 0.002 | 0.003 | 0.003 | 0.004 | 0.08 | 0.09 | 0.09 | 0.1 | 0.1 | 0 | 0 | 0 | 0 | 0 | 0.003 | 0.004 | 0.004 | 0.005 | 0.005 | 0.003 | 0.004 | 0.004 | 0.004 | 0.004 | 0 | 0 | 0 | 0 | 0 | 0 | 0 | 0 | 0 | 0
Nashville | ERROR | 1.184 | 0 |  | 0 | 0 | 0 | 0 | 0 | 0 | #VALUE! | ERROR | 7150 | 7865 | 8650 | 9516 | 0 | Nash | 0.509 | 0.59 | 0.684 | 0.75 | 0 | 0.024 | 0.027 | 0.03 | 0.033 | 0 | 0.023 | 0.024 | 0.025 | 0.026 | 0 | 0.092 | 0.092 | 0.092 | 0.092 | 0 | 0.033 | 0.034 | 0.035 | 0.036 | 0 | 0.025 | 0.028 | 0.032 | 0.035 | 0 | 0 | 0 | 0 | 0 | 0 | 0 | 0 | 0 | 0 | 0
Navassa | 0.077417 | 0.2 | 0 |  | 747 | 0.043 | 0.024 | 0 | 0.002 | 0.001 | 0.0074167 | 57.5636 | 845 | 962 | 1006 | 1115 | 1245 | Brunswick | 0.049 | 0.054 | 0.061 | 0.07 | 0.079 | 0.04 | 0.041 | 0.041 | 0.043 | 0.045 | 0 | 0 | 0 | 0 | 0 | 0.002 | 0.002 | 0.002 | 0.002 | 0.002 | 0.001 | 0.001 | 0.001 | 0.001 | 0.001 | 0.009 | 0.01 | 0.011 | 0.012 | 0.013 | 0 | 0 | 0 | 0 | 0 | 0 | 0 | 0 | 0 | 0
Neuse Regional Water and Sewer Authority | 8.095 | 15 | 7.0217 |  | 93250 | 0 | 0 | 0 | 0 | 0.436 | 0.63731 | 0 | 95198 | 98349 | 102045 | 106339 | 110592 | Lenoir | 0 | 0 | #N/A | 0 | 0 | 0 | 0 | 0 | 0 | 0 | 0 | 0 | 0 | 0 | 0 | 0 | 0 | 0 | 0 | 0 | 1 | 1 | 1 | 1 | 1 | 1.017 | 1.017 | 1.017 | 1.017 | 1.017 | 0 | 0 | 0 | 0 | 0 | 0 | 0 | 0 | 0 | 0
New Bern | 3.5342 | 12.167 | 0 |  | 35669 | 1.841 | 0.789 | 0.13 | 0 | 0.162 | 0.61217 | 51.6134 | 37857 | 43936 | 50989 | 59174 | 68675 | Craven | 1.954 | 2.268 | 2.632 | 3.054 | 3.545 | 0.837 | 0.972 | 1.128 | 1.309 | 1.519 | 0.138 | 0.16 | 0.186 | 0.216 | 0.25 | 0 | 0 | 0 | 0 | 0 | 0.172 | 0.2 | 0.232 | 0.269 | 0.313 | 0.484 | 0.561 | 0.651 | 0.756 | 0.878 | 0 | 0 | 0 | 0 | 0 | 1.96 | 0 | 0 | 0 | 0
Newland | 0.15892 | 0.396 | 0 |  | 999 | 0.036 | 0.042 | 0 | 0 | 0.042 | 0.038917 | 36.036 | 1003 | 1013 | 1023 | 1033 | 1043 | Avery | 0.036 | 0.036 | 0.036 | 0.036 | 0.036 | 0.042 | 0.043 | 0.044 | 0.045 | 0.046 | 0 | 0 | 0 | 0 | 0 | 0 | 0 | 0 | 0 | 0 | 0.002 | 0.002 | 0.002 | 0.002 | 0.002 | 0.012 | 0.012 | 0.012 | 0.012 | 0.012 | 0 | 0 | 0 | 0 | 0 | 0 | 0 | 0 | 0 | 0
Newport | 0.55333 | 0.757 | 0 |  | 4150 | 0.184 | 0.053 | 0.002 | 0.148 | 0.05 | 0.11633 | 44.3373 | 4320 | 5368 | 6333 | 7416 | 8111 | Carteret | 0.205 | 0.215 | 0.232 | 0.255 | 0.275 | 0.062 | 0.064 | 0.066 | 0.069 | 0.072 | 0.003 | 0.004 | 0.004 | 0.06 | 0.01 | 0.148 | 0.149 | 0.15 | 0.152 | 0.154 | 0.016 | 0.016 | 0.017 | 0.018 | 0.018 | 0.112 | 0.116 | 0.121 | 0.143 | 0.137 | 0.432 | 0 | 0 | 0 | 0 | 0 | 0 | 0 | 0 | 0
Newton | 3.8725 | 8 | 1.815 |  | 12982 | 1.154 | 0.23 | 0.078 | 0 | 0.267 | 0.3285 | 88.8923 | 15050 | 18060 | 21672 | 24000 | 31270 | Catawba | 1.357 | 1.52 | 1.824 | 2.189 | 2.627 | 0.58 | 0.66 | 0.75 | 0.85 | 0.96 | 0.21 | 0.277 | 0.313 | 0.354 | 0.4 | 0 | 0 | 0 | 0 | 0 | 0.322 | 0.333 | 0.332 | 0.375 | 0.424 | 0.321 | 0.35 | 0.385 | 0.441 | 0.495 | 0 | 0 | 0 | 0 | 0 | 0 | 0 | 0 | 0 | 0
Newton Grove | 0.06975 | 0.291 | 0 |  | 365 | 0.04 | 0.02 | 0.004 | 0 | 0 | 0.00575 | 109.589 | 731 | 793 | 800 | 805 | 810 | Sampson | 0.065 | 0.067 | 0.069 | 0.073 | 0.075 | 0.032 | 0.035 | 0.04 | 0.045 | 0.05 | 0.003 | 0.003 | 0.004 | 0.004 | 0.004 | 0.003 | 0.003 | 0.003 | 0.003 | 0.004 | 0 | 0 | 0 | 0 | 0 | 0.027 | 0.028 | 0.03 | 0.032 | 0.034 | 0 | 0 | 0 | 0 | 0 | 0 | 0 | 0 | 0 | 0
Norlina | 0.18833 | 0.2 | 0 |  | 1016 | 0.1 | 0.002 | 0.035 | 0.02 | 0.005 | 0.026333 | 98.4252 | 1100 | 1100 | 1100 | 1100 | 1100 | Warren | 0.1 | 0.1 | 0.1 | 0.1 | 0.1 | 0.012 | 0.012 | 0.012 | 0.012 | 0.012 | 0.027 | 0.027 | 0.027 | 0.027 | 0.027 | 0.001 | 0.001 | 0.001 | 0.001 | 0.001 | 0 | 0 | 0 | 0 | 0 | 0.005 | 0.005 | 0.005 | 0.005 | 0.005 | 0 | 0 | 0 | 0 | 0 | 0 | 0 | 0 | 0 | 0
North Lenoir Water Corp. | 1.0184 | 4.132 | 0 |  | 14654 | 0.645 | 0.043 | 0.025 | 0 | 0.19 | 0.11542 | 44.0153 | 14700 | 15000 | 15250 | 15500 | 15750 | Lenoir | 0.81 | 0.825 | 0.84 | 0.85 | 0.865 | 0.09 | 0.091 | 0.092 | 0.093 | 0.094 | 0.062 | 0.064 | 0.066 | 0.067 | 0.068 | 0 | 0 | 0 | 0 | 0 | 0.152 | 0.153 | 0.153 | 0.155 | 0.155 | 0.135 | 0.138 | 0.14 | 0.142 | 0.144 | 0 | 0 | 0 | 0 | 0 | 0.178 | 0 | 0 | 0 | 0
North River/ Mill Creek Water System | 0.23392 | 0.677 | 0.012033 |  | 2850 | 0.103 | 0.007 | 0.002 | 0.005 | 0.08 | 0.024884 | 36.1404 | 2900 | 3000 | 3500 | 4000 | 4600 | Carteret | 0.155 | 0.165 | 0.19 | 0.215 | 0.25 | 0.007 | 0.007 | 0.008 | 0.008 | 0.009 | 0.005 | 0.006 | 0.007 | 0.008 | 0.009 | 0.007 | 0.008 | 0.009 | 0.01 | 0.012 | 0.08 | 0.08 | 0.085 | 0.09 | 0.095 | 0.054 | 0.057 | 0.06 | 0.064 | 0.071 | 0 | 0 | 0 | 0 | 0 | 0 | 0 | 0 | 0 | 0
North Wilkesboro | 2.6581 | 15 | 1.7678 |  | 4245 | 0.152 | 0.354 | 0 | 0 | 0.011 | 0.37325 | 35.8068 | 4450 | 4762 | 5095 | 5451 | 5832 | Wilkes | 0.223 | 0.238 | 0.255 | 0.273 | 0.292 | 0.325 | 0.348 | 0.372 | 0.398 | 0.426 | 0.102 | 0.104 | 0.106 | 0.108 | 0.11 | 0.08 | 0.086 | 0.092 | 0.098 | 0.105 | 0.03 | 0.03 | 0.03 | 0.03 | 0.03 | 0.212 | 0.225 | 0.239 | 0.253 | 0.269 | 0 | 0 | 0 | 0 | 0 | 0 | 0 | 0 | 0 | 0
Northampton Co - Gaston | 0.145 | 0.25 | 0 |  | 1092 | 0.044 | 0.101 | 0 | 0 | 0.001 | -0.001 | 40.293 | 1100 | 1200 | 1300 | 1400 | 1500 | Northampton | 0.044 | 0.048 | 0.052 | 0.056 | 0.06 | 0.11 | 0.115 | 0.12 | 0.125 | 0.13 | 0 | 0 | 0 | 0 | 0 | 0 | 0 | 0 | 0 | 0 | 0.003 | 0.004 | 0.005 | 0.006 | 0.006 | 0.01 | 0.01 | 0.01 | 0.01 | 0.01 | 0 | 0 | 0 | 0 | 0 | 0 | 0 | 0 | 0 | 0
Northampton Co - Lake Gaston | 0.09975 | 0.2 | 0 |  | 2500 | 0.11 | 0.002 | 0 | 0 | 0.004 | -0.01625 | 44 | 2650 | 2900 | 3100 | 3300 | 3500 | Northampton | 0.136 | 0.149 | 0.159 | 0.169 | 0.18 | 0.003 | 0.004 | 0.004 | 0.005 | 0.006 | 0 | 0 | 0 | 0 | 0 | 0 | 0 | 0 | 0 | 0 | 0.004 | 0.004 | 0.005 | 0.005 | 0.005 | 0.016 | 0.02 | 0.021 | 0.022 | 0.024 | 0 | 0 | 0 | 0 | 0 | 0 | 0 | 0 | 0 | 0
Northampton Co - Milwaukee | 0.36008 | 0.864 | 0.00076438 |  | 5494 | 0.225 | 0.115 | 0 | 0 | 0.003 | 0.016319 | 40.9538 | 5600 | 5800 | 6000 | 6250 | 6500 | Northampton | 0.229 | 0.237 | 0.246 | 0.255 | 0.267 | 0.12 | 0.12 | 0.125 | 0.125 | 0.13 | 0 | 0 | 0 | 0 | 0 | 0 | 0 | 0 | 0 | 0 | 0.003 | 0.004 | 0.004 | 0.005 | 0.005 | 0.024 | 0.024 | 0.025 | 0.026 | 0.027 | 0 | 0 | 0 | 0 | 0 | 0 | 0 | 0 | 0 | 0
Northampton Co - North Gaston | 0.0079167 | 0.05 | 0 |  | 180 | 0.007 | 0 | 0 | 0 | 0 | 0.00091667 | 38.8889 | 195 | 200 | 200 | 200 | 200 | Northampton | 0.008 | 0.008 | #N/A | 0.008 | 0.008 | 0 | 0 | 0 | 0 | 0 | 0 | 0 | 0 | 0 | 0 | 0 | 0 | 0 | 0 | 0 | 0.002 | 0.002 | 0.002 | 0.002 | 0.002 | 0.001 | 0.001 | 0.001 | 0.001 | 0.001 | 0 | 0 | 0 | 0 | 0 | 0 | 0 | 0 | 0 | 0
Northampton Co - Progressive | 0.080917 | 0.2 | 0.010932 |  | 1948 | 0.1 | 0.02 | 0 | 0 | 0.005 | -0.055015 | 51.3347 | 2100 | 2200 | 2300 | 2400 | 2420 | Northampton | 0.11 | 0.113 | 0.118 | 0.123 | 0.128 | 0.015 | 0.015 | 0.018 | 0.02 | 0.02 | 0 | 0 | 0 | 0 | 0 | 0 | 0 | 0 | 0 | 0 | 0.003 | 0.003 | 0.003 | 0.003 | 0.003 | 0.013 | 0.014 | 0.014 | 0.015 | 0.015 | 0 | 0 | 0 | 0 | 0 | 0 | 0 | 0 | 0 | 0
Northampton Co - West Jackson | 0.001 | 0.05 | 0 |  | 33 | 0.001 | 0 | 0 | 0 | 0 | 0 | 30.303 | 40 | 44 | 45 | 50 | 50 | Northampton | 0.001 | 0.001 | #N/A | 0.002 | 0.002 | 0 | 0 | 0 | 0 | 0 | 0 | 0 | 0 | 0 | 0 | 0 | 0 | 0 | 0 | 0 | 0.001 | 0.001 | 0.001 | 0.001 | 0.001 | 0 | 0 | 0 | 0 | 0 | 0 | 0 | 0 | 0 | 0 | 0 | 0 | 0 | 0 | 0
Northern Nash County | ERROR | 0 | 0 |  | #N/A | 0 | 0 | 0 | 0 | 0 | #VALUE! | ERROR | 0 | 0 | 0 | 0 | 0 | Nash | 0 | 0 | #N/A | 0 | 0 | 0 | 0 | 0 | 0 | 0 | 0 | 0 | 0 | 0 | 0 | 0 | 0 | 0 | 0 | 0 | 0 | 0 | 0 | 0 | 0 | 0 | 0 | 0 | 0 | 0 | 0 | 0 | 0 | 0 | 0 | 0 | 0 | 0 | 0 | 0
Norwood | 0.55717 | 2 | 0.044121 |  | 2690 | 0.203 | 0.016 | 0.064 | 0.029 | 0.009 | 0.19205 | 75.4647 | 2700 | 2750 | 2800 | 2850 | 2900 | Stanly | 0.206 | 0.208 | 0.21 | 0.212 | 0.214 | 0.018 | 0.02 | 0.022 | 0.024 | 0.026 | 0.066 | 0.068 | 0.07 | 0.075 | 0.08 | 0.031 | 0.032 | 0.033 | 0.034 | 0.035 | 0.01 | 0.01 | 0.012 | 0.012 | 0.012 | 0.198 | 0.202 | 0.208 | 0.214 | 0.22 | 0 | 0 | 0 | 0 | 0 | 0 | 0 | 0 | 0 | 0
Oak Island | ERROR | 2 | 0 |  | 0 | 0 | 0 | 0 | 0 | 0 | #VALUE! | ERROR | 9300 | 10400 | 11600 | 13100 | 14700 | Brunswick | 0.599 | 0.673 | 0.756 | 0.85 | 0.955 | 0.127 | 0.139 | 0.151 | 0.163 | 0.175 | 0 | 0 | 0 | 0 | 0 | 0 | 0 | 0 | 0 | 0 | 0.099 | 0.117 | 0.135 | 0.153 | 0.171 | 0.038 | 0.043 | 0.048 | 0.054 | 0.06 | 0 | 0 | 0 | 0 | 0 | 0 | 0 | 0 | 0 | 0
Oakboro | 0.21975 | 1.1 | 0 |  | 2670 | 0.136 | 0.012 | 0.022 | 0.001 | 0.007 | 0.04175 | 50.9363 | 3500 | 4000 | 4500 | 5000 | 5500 | Stanly | 0.137 | 0.157 | 0.177 | 0.196 | 0.216 | 0.049 | 0.056 | 0.063 | 0.07 | 0.077 | 0 | 0 | 0 | 0 | 0 | 0 | 0 | 0 | 0 | 0 | 0 | 0 | 0 | 0 | 0 | 0.05 | 0.057 | 0.064 | 0.071 | 0.078 | 0 | 0 | 0 | 0 | 0 | 0 | 0 | 0 | 0 | 0
Ocean Isle Beach | 0.57558 | 1.8 | 0.012 |  | 597 | 0.486 | 0.053 | 0 | 0 | 0.006 | 0.018583 | 814.0704 | 593 | 686 | 794 | 918 | 1062 | Brunswick | 0.484 | 0.56 | 0.648 | 0.75 | 0.867 | 0.06 | 0.066 | 0.071 | 0.077 | 0.083 | 0 | 0 | 0 | 0 | 0 | 0 | 0 | 0 | 0 | 0 | 0.019 | 0.021 | 0.023 | 0.024 | 0.026 | 0.053 | 0.061 | 0.069 | 0.08 | 0.091 | 0 | 0 | 0 | 0 | 0 | 0 | 0 | 0 | 0 | 0
Ocracoke Sanitary District | 0.25708 | 1.872 | 0 |  | 900 | 0.104 | 0.058 | 0 | 0 | 0.096 | -0.00091667 | 115.5556 | 900 | 880 | 860 | 880 | 850 | Hyde | 0.104 | 0.106 | 0.11 | 0.112 | 0.115 | 0.058 | 0.06 | 0.061 | 0.063 | 0.068 | 0 | 0 | 0 | 0 | 0 | 0 | 0 | 0 | 0 | 0 | 0.096 | 0.097 | 0.097 | 0.098 | 0.098 | 0.003 | 0.004 | 0.004 | 0.004 | 0.003 | 0 | 0 | 0 | 0 | 0 | 0 | 0 | 0 | 0 | 0
Old Fort | 0.3345 | 0.7 | 0 |  | 1750 | 0.064 | 0.031 | 0.064 | 0.011 | 0.027 | 0.1375 | 36.5714 | 1750 | 1750 | 1750 | 1750 | 1750 | McDowell | 0.068 | 0.07 | 0.072 | 0.074 | 0.076 | 0.031 | 0.032 | 0.033 | 0.034 | 0.035 | 0.064 | 0.065 | 0.066 | 0.067 | 0.068 | 0.011 | 0.011 | 0.011 | 0.011 | 0.011 | 0.028 | 0.029 | 0.03 | 0.031 | 0.032 | 0.139 | 0.143 | 0.146 | 0.15 | 0.153 | 0 | 0 | 0 | 0 | 0 | 0 | 0 | 0 | 0 | 0
Old North Utility Services, Inc. | 4.0597 | 8 | 0 |  | 65000 | 1.275 | 0.45 | 1.41 | 0.2 | 0.5 | 0.22467 | 19.6154 | 78195 | 80150 | 82154 | 84208 | 86313 | Cumberland | 2.506 | 2.569 | #N/A | 2.699 | 2.766 | 0.102 | 0.104 | 0.107 | 0.11 | 0.113 | 1.616 | 1.656 | 1.697 | 1.739 | 1.782 | 0.051 | 0.052 | 0.053 | 0.054 | 0.055 | 0.026 | 0.027 | 0.028 | 0.029 | 0.03 | 0.231 | 0.236 | 0.242 | 0.248 | 0.254 | 0 | 0 | 0 | 0 | 0 | 0 | 0 | 0 | 0 | 0
ONWASA | 7.825 | 17.706 | 0.345 |  | 140877 | 7.2 | 0.48 | 0.04 | 0.11 | 0.306 | -0.656 | 51.1084 | 164682 | 168479 | 172145 | 177532 | 181083 | Onslow | 6.72 | 6.875 | #N/A | 7.244 | 7.389 | 1.047 | 1.071 | 1.094 | 1.129 | 1.152 | 0.026 | 0.027 | 0.027 | 0.028 | 0.028 | 0.003 | 0.003 | 0.004 | 0.005 | 0.005 | 0.525 | 0.525 | 0.55 | 0.55 | 0.575 | 0.2 | 0.2 | 0.2 | 0.2 | 0.2 | 0 | 0 | 0 | 0 | 0 | 0 | 0 | 0 | 0 | 0
Orange Water and Sewer Authority | 6.6333 | 10.5 | 0 |  | 83000 | 3.51 | 0.84 | 0 | 1.62 | 0.029 | 0.63433 | 42.2892 | 92700 | 107000 | 121200 | 135500 | 149700 | Orange | 4.23 | 4.93 | 5.49 | 6.03 | 6.57 | 1.24 | 1.44 | 1.61 | 1.77 | 1.92 | 0 | 0 | 0 | 0 | 0 | 2.01 | 2.34 | 2.61 | 2.87 | 3.12 | 0.1 | 0.11 | 0.12 | 0.14 | 0.15 | 0.74 | 0.86 | 0.96 | 1.05 | 1.15 | 5 | 0 | 2.1 | 0 | 0 | 0 | 0 | 0 | 0 | 0
Orange-Alamance | 0.60183 | 2.049 | 0 |  | 8867 | 0.421 | 0.038 | 0.002 | 0.019 | 0.03 | 0.091833 | 47.4794 | 9044 | 9045 | 9497 | 9972 | 10471 | Orange | 0.429 | 0.45 | 0.473 | 0.497 | 0.522 | 0.045 | 0.045 | 0.045 | 0.045 | 0.045 | 0.007 | 0.007 | 0.007 | 0.007 | 0.007 | 0.021 | 0.022 | 0.022 | 0.023 | 0.023 | 0.027 | 0.029 | 0.031 | 0.033 | 0.035 | 0.094 | 0.099 | 0.103 | 0.108 | 0.113 | 0 | 0 | 0 | 0 | 0 | 0 | 0.25 | 0 | 0 | 0
Oriental | 0.13767 | 0.36 | 0 |  | 903 | 0.055 | 0.022 | 0 | 0.001 | 0.049 | 0.010667 | 60.9081 | 1069 | 1124 | 1233 | 1269 | 1355 | Pamlico | 0.06 | 0.065 | #N/A | 0.078 | 0.084 | 0.025 | 0.028 | 0.03 | 0.034 | 0.036 | 0 | 0 | 0 | 0 | 0 | 0.002 | 0.003 | 0.003 | 0.003 | 0.003 | 0.019 | 0.019 | 0.02 | 0.02 | 0.02 | 0.008 | 0.008 | 0.009 | 0.01 | 0.01 | 0 | 0 | 0 | 0 | 0 | 0 | 0 | 0 | 0 | 0
Ossipee SD | 0.02075 | 0.1 | 0 |  | 553 | 0.018 | 0.001 | 0 | 0 | 0 | 0.00175 | 32.5497 | 574 | 614 | 657 | 703 | 752 | Alamance | 0.018 | 0.019 | 0.02 | 0.021 | 0.022 | 0.002 | 0.002 | 0.002 | 0.002 | 0.002 | 0 | 0 | 0 | 0 | 0 | 0.003 | 0.003 | 0.003 | 0.003 | 0.003 | 0 | 0 | 0 | 0 | 0 | 0.002 | 0.002 | 0.002 | 0.002 | 0.002 | 0 | 0 | 0 | 0 | 0 | 0 | 0 | 0 | 0 | 0
Oxford | 1.3317 | 2 | 0.029 |  | 8695 | 0.43 | 0.741 | 0 | 0.04 | 0.027 | 0.06475 | 49.4537 | 8956 | 9225 | 9501 | 9786 | 10080 | Granville | 0.443 | 0.456 | 0.47 | 0.484 | 0.498 | 0.763 | 0.786 | 0.81 | 0.834 | 0.859 | 0 | 0 | 0 | 0 | 0 | 0.041 | 0.042 | 0.044 | 0.045 | 0.046 | 0.028 | 0.029 | 0.03 | 0.03 | 0.031 | 0.081 | 0.084 | 0.086 | 0.089 | 0.092 | 2 | 0 | 0 | 0 | 0 | 0 | 0 | 0 | 0 | 0
Pamlico County Water System | 1.0352 | 3.549 | 0.0053836 |  | 15546 | 0.532 | 0.065 | 0 | 0.102 | 0.135 | 0.19578 | 34.221 | 15700 | 17000 | 18000 | 20000 | 23000 | Pamlico | 0.565 | 0.6 | #N/A | 0.925 | 1.25 | 0.07 | 0.085 | 0.1 | 0.15 | 0.175 | 0 | 0 | 0 | 0 | 0 | 0.13 | 0.15 | 0.18 | 0.21 | 0.225 | 0.095 | 0.1 | 0.12 | 0.15 | 0.175 | 0.215 | 0.234 | 0.288 | 0.359 | 0.456 | 0 | 0 | 0 | 0 | 0 | 0.093 | 0 | 0 | 0 | 0
Parkton | 0.0315 | 0.288 | 0 |  | 487 | 0.023 | 0.003 | 0 | 0.002 | 0.001 | 0.0025 | 47.2279 | 496 | 501 | 539 | 610 | 650 | Robeson | 0.026 | 0.027 | 0.027 | 0.028 | 0.029 | 0.004 | 0.004 | 0.004 | 0.004 | 0.004 | 0 | 0 | 0 | 0 | 0 | 0.005 | 0.006 | 0.007 | 0.008 | 0.009 | 0.001 | 0.001 | 0.001 | 0.001 | 0.001 | 0.002 | 0.003 | 0.003 | 0.003 | 0.003 | 0 | 0 | 0 | 0 | 0 | 0 | 0 | 0 | 0 | 0
Parmele | 0.012833 | 0.035 | 0 |  | 273 | 0.011 | 0 | 0 | 0 | 0.001 | 0.00083333 | 40.293 | 280 | 285 | 290 | 295 | 300 | Martin | 0.012 | 0.013 | 0.014 | 0.015 | 0.016 | 0 | 0 | 0 | 0 | 0 | 0 | 0 | 0 | 0 | 0 | 0 | 0 | 0 | 0 | 0 | 0.001 | 0.001 | 0.001 | 0.001 | 0.001 | 0 | 0 | 0 | 0 | 0 | 0 | 0 | 0 | 0 | 0 | 0 | 0 | 0 | 0 | 0
Pasquotank County | 0.79 | 1.873 | 0.072 |  | 11957 | 0.505 | 0.044 | 0 | 0.007 | 0.09 | 0.072 | 42.2347 | 12971 | 13118 | 13221 | 13334 | 13534 | Pasquotank | 0.566 | 0.679 | #N/A | 0.896 | 0.985 | 0.036 | 0.04 | 0.044 | 0.048 | 0.052 | 0 | 0 | 0 | 0 | 0 | 0.022 | 0.024 | 0.027 | 0.03 | 0.034 | 0.097 | 0.107 | 0.117 | 0.128 | 0.14 | 0.059 | 0.07 | 0.082 | 0.09 | 0.099 | 0 | 0 | 0 | 0 | 0 | 0 | 0 | 0 | 0 | 0
Pasquotank County - RO | 1.2241 | 2.664 | 0.223 |  | 8218 | 0.344 | 0.134 | 0 | 0.11 | 0.311 | 0.10208 | 41.8593 | 8200 | 8300 | 8400 | 8500 | 8600 | Pasquotank | 0.35 | 0.41 | #N/A | 0.53 | 0.605 | 0.103 | 0.16 | 0.22 | 0.28 | 0.34 | 0 | 0 | 0 | 0 | 0 | 0.12 | 0.18 | 0.24 | 0.3 | 0.36 | 0.336 | 0.396 | 0.456 | 0.516 | 0.576 | 0.087 | 0.11 | 0.133 | 0.156 | 0.18 | 0.002 | 0 | 0 | 0 | 0 | 0 | 0 | 0 | 0 | 0
Peachland | 0.034583 | 0.06 | 0 |  | 417 | 0.022 | 0.003 | 0 | 0 | 0.004 | 0.0055833 | 52.7578 | 437 | 446 | 454 | 463 | 472 | Anson | 0.022 | 0.022 | 0.022 | 0.023 | 0.023 | 0.003 | 0.003 | 0.003 | 0.003 | 0.004 | 0 | 0 | 0 | 0 | 0 | 0 | 0 | 0 | 0 | 0 | 0.004 | 0.004 | 0.004 | 0.004 | 0.005 | 0.007 | 0.007 | 0.008 | 0.008 | 0.009 | 0 | 0 | 0 | 0 | 0 | 0 | 0 | 0 | 0 | 0
Pembroke | 0.53425 | 1.008 | 0 |  | 3030 | 0.232 | 0.072 | 0.032 | 0.106 | 0.005 | 0.08725 | 76.5677 | 3150 | 3250 | 3350 | 3450 | 3550 | Robeson | 0.24 | 0.25 | 0.26 | 0.27 | 0.28 | 0.074 | 0.076 | 0.078 | 0.08 | 0.082 | 0.033 | 0.034 | 0.035 | 0.036 | 0.037 | 0.11 | 0.12 | 0.13 | 0.14 | 0.15 | 0.008 | 0.008 | 0.008 | 0.008 | 0.008 | 0.098 | 0.103 | 0.107 | 0.112 | 0.117 | 0 | 0 | 0 | 0 | 0 | 0 | 0 | 0 | 0 | 0
Pender County Utilities | 1.1607 | 6.1 | 0 |  | 16431 | 0.655 | 0.131 | 0.003 | 0.013 | 0.2 | 0.15875 | 39.8637 | 32500 | 52500 | 82500 | 117500 | 145000 | Pender | 1.3 | 2.1 | #N/A | 4.7 | 5.8 | 0.3 | 0.4 | 0.6 | 1 | 1.2 | 0.1 | 0.5 | 0.8 | 1 | 1.3 | 0.013 | 0.013 | 0.013 | 0.013 | 0.013 | 0.2 | 0.3 | 0.5 | 0.7 | 0.8 | 0.1 | 0.1 | 0.2 | 0.3 | 0.4 | 0 | 0 | 6 | 0 | 0 | 0 | 0.6 | 1.1 | 0.1 | 0
Perquimans County | 0.76242 | 1.882 | 0.004 |  | 10280 | 0.506 | 0.133 | 0 | 0 | 0.064 | 0.055417 | 49.2218 | 9300 | 9500 | 10000 | 12000 | 18000 | Perquimans | 0.55 | 0.6 | #N/A | 0.7 | 0.75 | 0.133 | 0.14 | 0.145 | 0.15 | 0.155 | 0 | 0 | 0 | 0 | 0 | 0 | 0 | 0 | 0 | 0 | 0.08 | 0.09 | 0.09 | 0.1 | 0.1 | 0.073 | 0.079 | 0.084 | 0.091 | 0.096 | 0.648 | 0 | 0 | 0 | 0 | 0 | 0 | 0 | 0 | 0
Pfeiffer-North Stanly WA | 0.55742 | 0.75 | 0 |  | 3937 | 0.237 | 0.018 | 0.242 | 0.021 | 0.001 | 0.038417 | 60.1981 | 3800 | 4000 | 4210 | 4431 | 4661 | Stanly | 0.234 | 0.246 | 0.258 | 0.271 | 0.285 | 0.01 | 0.021 | 0.022 | 0.023 | 0.024 | 0.325 | 0.35 | 0.375 | 0.4 | 0.425 | 0.025 | 0.026 | 0.027 | 0.028 | 0.03 | 0.001 | 0.001 | 0.002 | 0.002 | 0.002 | 0.044 | 0.047 | 0.05 | 0.053 | 0.056 | 0 | 0 | 0 | 0 | 0 | 0 | 0 | 0 | 0 | 0
Piedmont Triad Regional Water Authority | 12.4957 | 54 | 11.499 |  | 0 | 0 | 0 | 0 | 0 | 0.317 | 0.67967 | ERROR | 0 | 0 | 0 | 0 | 0 | Guilford | 0 | 0 | #N/A | 0 | 0 | 0 | 0 | 0 | 0 | 0 | 0 | 0 | 0 | 0 | 0 | 0 | 0 | 0 | 0 | 0 | 0.75 | 0.75 | 0.9 | 1.5 | 1.5 | 0.27 | 0.36 | 0.54 | 0.72 | 0.72 | 0 | 0 | 0 | 0 | 0 | 0 | 0 | 0 | 0 | 0
Pikeville | 0.070167 | 0.25 | 0 |  | 714 | 0.038 | 0.01 | 0 | 0.01 | 0.004 | 0.0081667 | 53.2213 | 763 | 810 | 925 | 1035 | 1065 | Wayne | 0.04 | 0.045 | #N/A | 0.053 | 0.058 | 0.011 | 0.012 | 0.013 | 0.014 | 0.015 | 0 | 0 | 0 | 0 | 0 | 0.005 | 0.005 | 0.005 | 0.005 | 0.005 | 0.001 | 0.001 | 0.001 | 0.001 | 0.001 | 0.007 | 0.008 | 0.009 | 0.009 | 0.01 | 0 | 0 | 0 | 0 | 0 | 0 | 0 | 0 | 0 | 0
Pilot Mountain | 0.26875 | 1.5 | 0 |  | 1725 | 0.221 | 0.007 | 0.004 | 0.012 | 0.025 | -0.00025 | 128.1159 | 1976 | 1996 | 2016 | 2036 | 2056 | Surry | 0.184 | 0.185 | 0.186 | 0.187 | 0.188 | 0.008 | 0.008 | 0.009 | 0.009 | 0.01 | 0.004 | 0.004 | 0.005 | 0.005 | 0.005 | 0.012 | 0.012 | 0.013 | 0.013 | 0.014 | 0.03 | 0.03 | 0.03 | 0.03 | 0.03 | 0.02 | 0.02 | 0.02 | 0.02 | 0.02 | 0 | 0 | 0 | 0 | 0 | 0 | 0 | 0 | 0 | 0
Pine Knoll Shores | 0.30542 | 0.982 | 0 |  | 2141 | 0.239 | 0.053 | 0 | 0 | 0.007 | 0.0064167 | 111.6301 | 2150 | 2175 | 2200 | 2250 | 2300 | Carteret | 0.5 | 0.515 | 0.565 | 0.6 | 0.65 | 0.14 | 0.145 | 0.16 | 0.17 | 0.185 | 0 | 0 | 0 | 0 | 0 | 0 | 0 | 0 | 0 | 0 | 0.06 | 0.065 | 0.07 | 0.075 | 0.08 | 0.016 | 0.017 | 0.019 | 0.02 | 0.021 | 0 | 0.6 | 0 | 0 | 0 | 0 | 0 | 0 | 0 | 0
Pine Level | 0.149 | 0.337 | 0 |  | 1790 | 0.13 | 0.005 | 0.001 | 0.002 | 0.003 | 0.008 | 72.6257 | 2000 | 2050 | 3000 | 3025 | 3050 | Johnston | 0.13 | 0.13 | 0.15 | 0.175 | 0.18 | 0.005 | 0.01 | 0.015 | 0.02 | 0.025 | 0.004 | 0.005 | 0.006 | 0.007 | 0.008 | 0.004 | 0.005 | 0.007 | 0.008 | 0.009 | 0.002 | 0.004 | 0.006 | 0.008 | 0.01 | 0.009 | 0.009 | 0.011 | 0.013 | 0.014 | 0 | 0 | 0 | 0 | 0 | 0 | 0 | 0 | 0 | 0
Pinebluff | 8685.5329 | 0.59 | 0 |  | 1434 | 0.093 | 0.02 | 0.01 | 0 | 0 | 8685.4099 | 64.8536 | 1450 | 1550 | 1650 | 1750 | 1850 | Moore | 0.095 | 0.1 | 0.105 | 0.11 | 0.115 | 0.009 | 0.01 | 0.011 | 0.012 | 0.013 | 0.006 | 0.008 | 0.009 | 0.01 | 0.011 | 0 | 0 | 0 | 0 | 0 | 0 | 0 | 0 | 0 | 0 | 0.015 | 0.015 | 0.015 | 0.015 | 0.015 | 0 | 0 | 0 | 0 | 0 | 0 | 0 | 0 | 0 | 0
Pinetops | 0.12083 | 0.455 | 0 |  | 2082 | 0.101 | 0.012 | 0.003 | 0.029 | 0.019 | -0.043167 | 48.511 | 2020 | 2020 | 2020 | 2020 | 2020 | Edgecombe | 0.171 | 0.171 | 0.171 | 0.171 | 0.171 | 0.006 | 0.006 | 0.006 | 0.006 | 0.006 | 0.002 | 0.002 | 0.002 | 0.002 | 0.002 | 0.014 | 0.014 | 0.014 | 0.014 | 0.014 | 0 | 0 | 0 | 0 | 0 | 0.033 | 0.033 | 0.033 | 0.033 | 0.033 | 0 | 0 | 0 | 0 | 0 | 0 | 0 | 0 | 0 | 0
Pink Hill | 0.077667 | 0.25 | 0 |  | 955 | 0.028 | 0.01 | 0.003 | 0.002 | 0.019 | 0.015667 | 29.3194 | 965 | 980 | 990 | 1000 | 1010 | Lenoir | 0.033 | 0.033 | 0.034 | 0.034 | 0.034 | 0.017 | 0.018 | 0.018 | 0.018 | 0.018 | 0.003 | 0.003 | 0.003 | 0.003 | 0.003 | 0.003 | 0.003 | 0.003 | 0.003 | 0.003 | 0.019 | 0.019 | 0.019 | 0.019 | 0.019 | 0.012 | 0.012 | 0.012 | 0.012 | 0.012 | 0 | 0 | 0 | 0 | 0 | 0 | 0 | 0 | 0 | 0
Pittsboro | ERROR | 2 | 0 |  | 0 | 0 | 0 | 0 | 0 | 0 | #VALUE! | ERROR | 24000 | 58600 | 79900 | 87100 | 96800 | Chatham | 1.775 | 4.493 | 6.109 | 6.568 | 7.187 | 0.573 | 1.319 | 1.794 | 1.973 | 2.213 | 0.223 | 0.48 | 0.607 | 0.607 | 0.607 | 0 | 0 | 0 | 0 | 0 | 0.222 | 0.52 | 0.48 | 0.515 | 0.561 | 0.249 | 0.435 | 0.576 | 0.617 | 0.672 | 0 | 0 | 0 | 0 | 0 | 0 | 0 | 0 | 0 | 0
Plymouth | 0.29967 | 2.158 | 0 |  | 3733 | 0.129 | 0.076 | 0.005 | 0.037 | 0.015 | 0.037667 | 34.5567 | 3800 | 3900 | 4000 | 4000 | 4100 | Washington | 0.155 | 0.161 | #N/A | 0.172 | 0.177 | 0.093 | 0.093 | 0.093 | 0.093 | 0.093 | 0.002 | 0.002 | 0.002 | 0.002 | 0.002 | 0.047 | 0.047 | 0.047 | 0.047 | 0.047 | 0.012 | 0.015 | 0.018 | 0.02 | 0.022 | 0.042 | 0.044 | 0.045 | 0.046 | 0.047 | 0 | 0 | 0 | 0 | 0 | 0 | 0 | 0 | 0 | 0
Polk County Water System | 3.28 | 4.1 | 3.1 |  | 423 | 0.016 | 0.069 | 0 | 0.015 | 0.04 | 0.04 | 37.8251 | 690 | 1215 | 1725 | 3450 | 4485 | Polk | 0.046 | 0.081 | #N/A | 0.23 | 0.299 | 0.074 | 0.076 | 0.079 | 0.089 | 0.095 | 0.001 | 0.002 | 0.003 | 0.004 | 0.005 | 0.014 | 0.016 | 0.019 | 0.029 | 0.035 | 0.013 | 0.018 | 0.021 | 0.025 | 0.029 | 0.043 | 0.061 | 0.078 | 0.133 | 0.167 | 0.5 | 8 | 0 | 6 | 0 | 0 | 0 | 0 | 0 | 0
Polk Ford/Renee Ford | 0.0265 | 0.05 | 0 |  | 418 | 0.018 | 0 | 0 | 0 | 0.004 | 0.0045 | 43.0622 | 500 | 600 | 625 | 650 | 700 | Stanly | 0.02 | 0.024 | #N/A | 0.026 | 0.027 | 0.001 | 0.002 | 0.002 | 0.002 | 0.003 | 0 | 0 | 0 | 0 | 0 | 0 | 0 | 0 | 0 | 0 | 0.004 | 0.004 | 0.004 | 0.004 | 0.004 | 0.005 | 0.005 | 0.006 | 0.006 | 0.006 | 0 | 0 | 0 | 0 | 0 | 0 | 0 | 0 | 0 | 0
Polkton | 0.0625 | 0 | 0 |  | 1200 | 0.031 | 0.004 | 0.01 | 0.001 | 0.001 | 0.0155 | 25.8333 | 1200 | 1225 | 1250 | 1275 | 1300 | Anson | 0.03 | 0.031 | 0.032 | 0.033 | 0.034 | 0.005 | 0.005 | 0.006 | 0.006 | 0.007 | 0.01 | 0.01 | 0.01 | 0.01 | 0.01 | 0.001 | 0.001 | 0.001 | 0.001 | 0.001 | 0.001 | 0.001 | 0.001 | 0.001 | 0.001 | 0.015 | 0.015 | 0.016 | 0.016 | 0.017 | 0.1 | 0 | 0 | 0 | 0 | 0 | 0 | 0 | 0 | 0
Pollocksville | 0.0515 | 0.216 | 0 |  | 735 | 0.04 | 0.005 | 0 | 0 | 0.002 | 0.0045 | 54.4218 | 800 | 825 | 850 | 860 | 870 | Jones | 0.027 | 0.028 | 0.028 | 0.029 | 0.029 | 0.007 | 0.007 | 0.007 | 0.007 | 0.007 | 0 | 0 | 0 | 0 | 0 | 0.003 | 0.003 | 0.003 | 0.003 | 0.003 | 0.001 | 0.001 | 0.001 | 0.001 | 0.001 | 0.006 | 0.006 | 0.006 | 0.006 | 0.006 | 0 | 0 | 0 | 0 | 0 | 0 | 0 | 0 | 0 | 0
Powellsville | 0.047 | 0.016 | 0 |  | 252 | 0.04 | 0.01 | 0 | 0 | 0 | -0.003 | 158.7302 | 300 | 315 | 325 | 335 | 350 | Bertie | 0.028 | 0.03 | 0.032 | 0.035 | 0.04 | 0.001 | 0.001 | 0.001 | 0.002 | 0.003 | 0 | 0 | 0 | 0 | 0 | 0.002 | 0.002 | 0.002 | 0.003 | 0.003 | 0 | 0 | 0 | 0 | 0 | 0.018 | 0.02 | 0.021 | 0.024 | 0.027 | 0 | 0 | 0 | 0 | 0 | 0 | 0 | 0 | 0 | 0
Princeton | 0.113 | 0.127 | 0 |  | 1223 | 0.073 | 0.017 | 0 | 0 | 0.003 | 0.02 | 59.6893 | 1260 | 1386 | 1524 | 1677 | 1844 | Johnston | 0.075 | 0.083 | 0.091 | 0.1 | 0.11 | 0.019 | 0.023 | 0.027 | 0.031 | 0.035 | 0 | 0 | 0 | 0 | 0 | 0 | 0 | 0 | 0 | 0 | 0.003 | 0.003 | 0.004 | 0.004 | 0.004 | 0.019 | 0.021 | 0.024 | 0.026 | 0.029 | 0.018 | 0.018 | 0.034 | 0.145 | 0 | 0 | 0 | 0 | 0 | 0
Princeville | 0.11175 | 0 | 0 |  | 1767 | 0.082 | 0.003 | 0 | 0 | 0.016 | 0.01075 | 46.4063 | 2842 | 3410 | 4092 | 4910 | 5892 | Edgecombe | 0.083 | 0.1 | 0.119 | 0.143 | 0.172 | 0.004 | 0.005 | 0.006 | 0.008 | 0.009 | 0 | 0 | 0 | 0 | 0 | 0.001 | 0.001 | 0.001 | 0.001 | 0.001 | 0 | 0 | 0 | 0 | 0 | 0.011 | 0.013 | 0.016 | 0.019 | 0.023 | 0 | 0 | 0 | 0 | 0 | 0 | 0 | 0 | 0 | 0
Raeford | 1.1108 | 3.527 | 0 |  | 4857 | 0.259 | 0.134 | 0.456 | 0.01 | 0 | 0.25183 | 53.3251 | 4800 | 5280 | 5800 | 6300 | 6800 | Hoke | 0.28 | 0.31 | 0.35 | 0.4 | 0.45 | 0.16 | 0.17 | 0.18 | 0.19 | 0.2 | 1.7 | 1.7 | 1.7 | 1.7 | 1.7 | 0.013 | 0.014 | 0.015 | 0.016 | 0.017 | 0 | 0 | 0 | 0 | 0 | 0.335 | 0.341 | 0.349 | 0.359 | 0.368 | 0 | 0 | 0 | 0 | 0 | 0 | 0 | 0 | 0 | 0
Raleigh | 50.425 | 77.3 | 0.001 |  | 550000 | 27.45 | 10.12 | 2.05 | 3.18 | 1.5 | 6.124 | 49.9091 | 618975 | 799271 | 973797 | 1134200 | 1316200 | Wake | 36.45 | 44.26 | 51.67 | 58.12 | 65.08 | 14.17 | 17.2 | 20.09 | 22.56 | 25.26 | 1.61 | 1.96 | 2.28 | 2.57 | 2.88 | 4.186 | 5.08 | 5.93 | 6.72 | 7.52 | 2.29 | 3.47 | 4.06 | 4.52 | 5.06 | 6.973 | 8.548 | 9.021 | 11.223 | 12.566 | 23 | 4.7 | 13.7 | 0 | 0 | 0 | 0 | 0 | 0 | 0
Ramseur | 0.47842 | 6.6 | 0.099 |  | 3228 | 0.081 | 0.094 | 0 | 0 | 0.073 | 0.13142 | 25.0929 | 3517 | 3780 | 4064 | 4369 | 4696 | Randolph | 0.102 | 0.109 | 0.117 | 0.125 | 0.134 | 0.118 | 0.126 | 0.136 | 0.146 | 0.157 | 0 | 0 | 0 | 0 | 0 | 0 | 0 | 0 | 0 | 0 | 0.074 | 0.08 | 0.086 | 0.091 | 0.098 | 0.164 | 0.175 | 0.189 | 0.201 | 0.216 | 0 | 0 | 0 | 0 | 0 | 0 | 0 | 0 | 0 | 0
Ranlo | 0.37133 | 0.5 | 0 |  | 3369 | 0.177 | 0.016 | 0.073 | 0 | 0.016 | 0.089333 | 52.5378 | 3453 | 3626 | 3807 | 3997 | 4197 | Gaston | 0.181 | 0.19 | 0.199 | 0.208 | 0.218 | 0.017 | 0.018 | 0.019 | 0.02 | 0.022 | 0.075 | 0.079 | 0.084 | 0.089 | 0.094 | 0 | 0 | 0 | 0 | 0 | 0.016 | 0.016 | 0.016 | 0.016 | 0.016 | 0.049 | 0.052 | 0.054 | 0.057 | 0.06 | 0 | 0 | 0 | 0 | 0 | 0 | 0 | 0 | 0 | 0
Red Springs | 0.43417 | 1.19 | 0.025 |  | 3433 | 0.484 | 0.032 | 0.127 | 0 | 0.5 | -0.73383 | 140.9846 | 3815 | 4005 | 4205 | 4415 | 4460 | Robeson | 0.35 | 0.368 | 0.386 | 0.405 | 0.41 | 0.084 | 0.088 | 0.093 | 0.097 | 0.098 | 0.001 | 0.001 | 0.001 | 0.001 | 0.001 | 0 | 0 | 0 | 0 | 0 | 0.053 | 0.056 | 0.058 | 0.061 | 0.62 | -0.464 | -0.488 | -0.511 | -0.536 | -1.073 | 0.5 | 0 | 0 | 0 | 0 | 0 | 0 | 0 | 0 | 0
Reidsville | 4.5164 | 19 | 1.3005 |  | 15000 | 0.056 | 0.699 | 1.05 | 0.015 | 0.027 | 1.3689 | 3.7333 | 16033 | 16650 | 17066 | 17492 | 18399 | Rockingham | 0.641 | 0.666 | 0.683 | 0.7 | 0.736 | 0.035 | 0.038 | 0.04 | 0.042 | 0.048 | 1.274 | 1.323 | 1.365 | 1.4 | 1.408 | 0.622 | 0.645 | 0.66 | 0.675 | 0.71 | 0.123 | 0.128 | 0.132 | 0.135 | 0.139 | 0.85 | 0.883 | 0.912 | 0.935 | 0.991 | 0 | 0 | 0 | 0 | 0 | 0 | 0 | 4 | 0 | 0
Rhodhiss | 0.042833 | 0.15 | 0 |  | 1072 | 0.032 | 0.002 | 0 | 0 | 0.001 | 0.0078333 | 29.8507 | 1072 | 1072 | 1072 | 1072 | 1072 | Caldwell | 0.032 | 0.032 | 0.032 | 0.032 | 0.032 | 0.002 | 0.002 | 0.002 | 0.002 | 0.002 | 0 | 0 | 0 | 0 | 0 | 0 | 0 | 0 | 0 | 0 | 0.001 | 0.001 | 0.001 | 0.001 | 0.001 | 0.007 | 0.007 | 0.007 | 0.007 | 0.007 | 0 | 0 | 0 | 0 | 0 | 0 | 0 | 0 | 0 | 0
Rich Square | 0.13875 | 0.3 | 0 |  | 870 | 0.041 | 0.007 | 0 | 0.011 | 0 | 0.07975 | 47.1264 | 870 | 900 | 900 | 900 | 900 | Northampton | 0.041 | 0.042 | 0.043 | 0.043 | 0.043 | 0.045 | 0.045 | 0.046 | 0.046 | 0.046 | 0 | 0 | 0 | 0 | 0 | 0.025 | 0.025 | 0.025 | 0.025 | 0.025 | 0 | 0 | 0 | 0 | 0 | 0.062 | 0.063 | 0.064 | 0.064 | 0.064 | 0 | 0 | 0 | 0 | 0 | 0 | 0 | 0 | 0 | 0
Richmond County | 5.3 | 28.8 | 0.82246 |  | 19588 | 1.695 | 0.716 | 0.549 | 0 | 0.31 | 1.2075 | 86.5326 | 21150 | 25350 | 30400 | 36450 | 43700 | Richmond | 1.83 | 2.2 | 2.6 | 3.1 | 3.7 | 0.72 | 0.75 | 0.78 | 0.81 | 0.84 | 0.55 | 0.56 | 0.57 | 0.58 | 0.59 | 0 | 0 | 0 | 0 | 0 | 0.32 | 0.33 | 0.34 | 0.35 | 0.36 | 0.542 | 0.608 | 0.68 | 0.767 | 0.87 | 0 | 0 | 0 | 0 | 0 | 0 | 0 | 0 | 0 | 0
River Bend | 0.23125 | 0.789 | 0 |  | 2859 | 0.133 | 0.012 | 0.01 | 0 | 0.042 | 0.03425 | 46.5198 | 2873 | 2901 | 2930 | 2959 | 2988 | Craven | 0.265 | 0.325 | 0.355 | 0.385 | 0.4 | 0.035 | 0.04 | 0.05 | 0.055 | 0.06 | 0.022 | 0.026 | 0.03 | 0.035 | 0.04 | 0 | 0 | 0 | 0 | 0 | 0.043 | 0.05 | 0.055 | 0.06 | 0.065 | 0.063 | 0.076 | 0.085 | 0.092 | 0.098 | 0 | 0 | 0 | 0 | 0 | 0 | 0 | 0 | 0 | 0
Roanoke Rapids SD | 4.8109 | 12.5 | 2.1228 |  | 19375 | 0.935 | 0.374 | 0.408 | 0.049 | 0.235 | 0.68712 | 48.2581 | 19300 | 19150 | 19000 | 18850 | 18700 | Halifax | 0.924 | 0.915 | 0.91 | 0.9 | 0.89 | 0.37 | 0.365 | 0.36 | 0.355 | 0.35 | 0.4 | 0.4 | 0.4 | 0.4 | 0.4 | 0.048 | 0.047 | 0.046 | 0.045 | 0.045 | 0.2 | 0.2 | 0.2 | 0.2 | 0.2 | 0.708 | 0.702 | 0.698 | 0.692 | 0.687 | 0 | 0 | 0 | 0 | 0 | 0 | 0 | 0 | 0 | 0
Robbins Water System | 0.189 | 0.25 | 0.024 |  | 1097 | 0.078 | 0.013 | 0.003 | 0.006 | 0.01 | 0.055 | 71.103 | 2008 | 2286 | 2400 | 2500 | 2600 | Moore | 0.128 | 0.146 | 0.156 | 0.166 | 0.17 | 0.043 | 0.043 | 0.045 | 0.046 | 0.05 | 0.028 | 0.028 | 0.028 | 0.028 | 0.03 | 0.006 | 0.006 | 0.007 | 0.008 | 0.01 | 0.008 | 0.008 | 0 | 0 | 0.001 | 0.105 | 0.113 | 0.116 | 0.122 | 0.128 | 0 | 0 | 0 | 0 | 0 | 0 | 0 | 0 | 0 | 0
Robbinsville | 0.2965 | 2.09 | 0 |  | 1200 | 0.096 | 0.032 | 0.005 | 0 | 0.021 | 0.1425 | 80 | 1220 | 1240 | 1260 | 1280 | 1300 | Graham | 0.1 | 0.1 | 0.101 | 0.101 | 0.102 | 0.03 | 0.03 | 0.03 | 0.03 | 0.03 | 0 | 0 | 0 | 0 | 0 | 0.012 | 0.012 | 0.012 | 0.012 | 0.012 | 0.022 | 0.022 | 0.023 | 0.023 | 0.024 | 0.05 | 0.05 | 0.05 | 0.05 | 0.05 | 0 | 0 | 0 | 0 | 0 | 0 | 0 | 0 | 0 | 0
Robersonville | 0.28358 | 2.408 | 0.042082 |  | 1445 | 0.092 | 0.015 | 0.017 | 0.02 | 0.005 | 0.092501 | 63.6678 | 1500 | 1525 | 1530 | 1535 | 1540 | Martin | 0.094 | 0.096 | 0.098 | 0.1 | 0.102 | 0.02 | 0.021 | 0.022 | 0.023 | 0.024 | 0.02 | 0.02 | 0.02 | 0.02 | 0.02 | 0.025 | 0.025 | 0.025 | 0.025 | 0.025 | 0.005 | 0.005 | 0.005 | 0.005 | 0.005 | 0.1 | 0.102 | 0.104 | 0.106 | 0.107 | 0.5 | 0 | 0 | 0 | 0 | 0 | 0 | 0 | 0 | 0
Robeson Co | 12.675 | 20.964 | 0.067184 |  | 83265 | 4.035 | 0.171 | 5.751 | 0 | 1.3 | 1.3508 | 48.4597 | 85100 | 91600 | 98100 | 104600 | 111100 | Robeson | 5.894 | 6.517 | 7.21 | 7.98 | 8.75 | 0 | 0 | 0 | 0 | 0 | 7.073 | 7.82 | 8.652 | 9.576 | 10.5 | 0 | 0 | 0 | 0 | 0 | 1.114 | 1.21 | 1.313 | 1.426 | 1.5 | 1.862 | 2.055 | 2.271 | 2.509 | 2.743 | 2.52 | 2.52 | 2.52 | 2.52 | 0 | 0 | 0 | 0 | 0 | 0
Rockingham | 3.5003 | 10.333 | 0 |  | 9932 | 0.593 | 0.578 | 1.855 | 0 | 0.128 | 0.34633 | 59.706 | 10000 | 10200 | 10400 | 10600 | 11000 | Richmond | 0.7 | 0.725 | 0.75 | 0.775 | 0.8 | 0.6 | 0.65 | 0.7 | 0.75 | 0.8 | 1.9 | 2 | 2.1 | 2.2 | 2.3 | 0 | 0 | 0 | 0 | 0 | 0.075 | 0.075 | 0.075 | 0.075 | 0.075 | 0.377 | 0.4 | 0.422 | 0.444 | 0.467 | 0 | 0 | 0 | 0 | 0 | 0 | 0 | 0 | 0 | 0
Rockingham Co | 0.14617 | 0.75 | 0 |  | 993 | 0.058 | 0.009 | 0.007 | 0.008 | 0.036 | 0.028167 | 58.4089 | 1300 | 1500 | 1700 | 1900 | 2100 | Rockingham | 0.055 | 0.063 | 0.071 | 0.079 | 0.087 | 0.015 | 0.017 | 0.019 | 0.021 | 0.023 | 0.009 | 0.011 | 0.013 | 0.015 | 0.017 | 0.013 | 0.015 | 0.017 | 0.019 | 0.021 | 0.037 | 0.037 | 0.037 | 0.037 | 0.037 | 0.028 | 0.032 | 0.035 | 0.038 | 0.041 | 0 | 0 | 0 | 0 | 0 | 0 | 0 | 0 | 0 | 0
Rocky Mount | 8.8942 | 30.9 | 1.3397 |  | 57158 | 2.89 | 1.588 | 1.638 | 0.038 | 0.7 | 0.70051 | 50.5616 | 58300 | 61200 | 64300 | 67500 | 70900 | Nash | 3 | 3.15 | 3.3 | 3.47 | 3.65 | 1.8 | 1.89 | 1.98 | 2.98 | 3.13 | 1.56 | 1.64 | 1.72 | 1.81 | 1.9 | 0.28 | 0.296 | 0.31 | 0.326 | 0.342 | 0.82 | 0.86 | 0.9 | 0.94 | 0.99 | 0.607 | 0.638 | 0.668 | 0.776 | 0.815 | 0 | 0 | 0 | 0 | 0 | 0 | 0 | 0 | 0 | 0
Ronda | 0.061 | 0.186 | 0 |  | 898 | 0.058 | 0 | 0 | 0 | 0 | 0.003 | 64.588 | 902 | 911 | 920 | 929 | 938 | Wilkes | 0.058 | 0.058 | 0.058 | 0.058 | 0.058 | 0 | 0 | 0 | 0 | 0 | 0 | 0 | 0 | 0 | 0 | 0 | 0 | 0 | 0 | 0 | 0 | 0 | 0 | 0 | 0 | 0.003 | 0.003 | 0.003 | 0.003 | 0.003 | 0 | 0 | 0 | 0 | 0 | 0 | 0 | 0 | 0 | 0
Roper | 0.037167 | 0.288 | 0 |  | 584 | 0.027 | 0.004 | 0 | 0.006 | 0.009 | -0.0088333 | 46.2329 | 600 | 610 | 615 | 622 | 632 | Washington | 0.03 | 0.032 | #N/A | 0.038 | 0.04 | 0.004 | 0.004 | 0.004 | 0.005 | 0.006 | 0 | 0 | 0 | 0 | 0 | 0.006 | 0.007 | 0.007 | 0.008 | 0.009 | 0.009 | 0.009 | 0.009 | 0.009 | 0.009 | 0.008 | 0.009 | 0.009 | 0.01 | 0.011 | 0 | 0 | 0 | 0 | 0 | 0 | 0 | 0 | 0 | 0
Rose Hill | 0.25758 | 0.865 | 0 |  | 1500 | 0.066 | 0.025 | 0.148 | 0.005 | 0.001 | 0.012583 | 44 | 1502 | 1547 | 1593 | 1641 | 1692 | Duplin | 0.068 | 0.072 | 0.078 | 0.085 | 0.092 | 0.008 | 0.009 | 0.011 | 0.013 | 0.015 | 0.166 | 0.166 | 0.167 | 0.167 | 0.168 | 0.022 | 0.023 | 0.025 | 0.027 | 0.029 | 0.005 | 0.005 | 0.005 | 0.005 | 0.005 | 0.013 | 0.014 | 0.014 | 0.015 | 0.015 | 0 | 0 | 0 | 0 | 0 | 0 | 0 | 0 | 0 | 0
Roseboro | 0.24308 | 0.351 | 0.031 |  | 1201 | 0.087 | 0.012 | 0.001 | 0.004 | 0.108 | 8.3333e-05 | 72.4396 | 1205 | 1210 | 1215 | 1220 | 1220 | Sampson | 0.065 | 0.065 | 0.065 | 0.065 | 0.066 | 0.013 | 0.013 | 0.013 | 0.014 | 0.015 | 0.001 | 0.001 | 0.001 | 0.001 | 0.001 | 0.005 | 0.005 | 0.005 | 0.006 | 0.006 | 0.001 | 0.001 | 0.001 | 0.001 | 0.001 | 0.006 | 0.006 | 0.006 | 0.007 | 0.007 | 0 | 0 | 0 | 0 | 0 | 0 | 0 | 0 | 0 | 0
Rosman | 0.078583 | 0.151 | 0 |  | 580 | 0.037 | 0.004 | 0 | 0 | 0.007 | 0.030583 | 63.7931 | 625 | 725 | 825 | 925 | 1125 | Transylvania | 0.041 | 0.048 | 0.054 | 0.061 | 0.074 | 0.006 | 0.007 | 0.008 | 0.009 | 0.01 | 0.001 | 0.001 | 0.002 | 0.002 | 0.002 | 0 | 0 | 0 | 0 | 0 | 0.006 | 0.007 | 0.008 | 0.008 | 0.009 | 0.016 | 0.02 | 0.022 | 0.024 | 0.027 | 0 | 0 | 0 | 0 | 0 | 0 | 0 | 0 | 0 | 0
Rowland | 0.13125 | 0.576 | 0 |  | 1155 | 0.088 | 0.018 | 0 | 0.01 | 0.002 | 0.01325 | 76.1905 | 1280 | 1353 | 1430 | 1511 | 1511 | Robeson | 0.088 | 0.088 | 0.09 | 0.09 | 0.092 | 0.018 | 0.018 | 0.02 | 0.02 | 0.021 | 0 | 0 | 0 | 0 | 0 | 0.01 | 0.01 | 0.012 | 0.012 | 0.014 | 0.002 | 0.002 | 0.002 | 0.003 | 0.003 | 0.012 | 0.012 | 0.013 | 0.013 | 0.013 | 0 | 0 | 0 | 0 | 0 | 0 | 0 | 0 | 0 | 0
Roxboro | 2.7 | 11 | 0 |  | 12217 | 0.502 | 0.301 | 0.783 | 0.048 | 0.402 | 0.664 | 41.0903 | 12247 | 12285 | 12317 | 12431 | 12576 | Person | 0.505 | 0.51 | 0.515 | 0.52 | 0.525 | 0.267 | 0.267 | 0.269 | 0.274 | 0.281 | 0.984 | 0.988 | 0.992 | 1.004 | 1.264 | 0.045 | 0.045 | 0.046 | 0.047 | 0.049 | 0.401 | 0.403 | 0.407 | 0.411 | 0.423 | 0.711 | 0.714 | 0.719 | 0.728 | 0.82 | 0 | 0 | 0 | 0 | 0 | 0 | 0 | 0 | 0 | 0
Rutherford College | 0.14883 | 0.233 | 0 |  | 1343 | 0.082 | 0.029 | 0 | 0.019 | 0.013 | 0.0058333 | 61.0573 | 1345 | 1350 | 1360 | 1370 | 1400 | Burke | 0.074 | 0.074 | 0.074 | 0.074 | 0.074 | 0.017 | 0.017 | 0.017 | 0.017 | 0.017 | 0 | 0 | 0 | 0 | 0 | 0.01 | 0.01 | 0.01 | 0.01 | 0.01 | 0.012 | 0.012 | 0.012 | 0.012 | 0.012 | 0.013 | 0.013 | 0.013 | 0.013 | 0.013 | 0 | 0 | 0 | 0 | 0 | 0 | 0 | 0 | 0 | 0
Salemburg | 0.088333 | 0.222 | 0 |  | 850 | 0.044 | 0.009 | 0 | 0.018 | 0.01 | 0.0073333 | 51.7647 | 819 | 835 | 870 | 886 | 905 | Sampson | 0.055 | 0.062 | 0.069 | 0.075 | 0.084 | 0.012 | 0.014 | 0.016 | 0.018 | 0.02 | 0 | 0 | 0 | 0 | 0 | 0.023 | 0.028 | 0.033 | 0.038 | 0.043 | 0.005 | 0.007 | 0.009 | 0.011 | 0.013 | 0.007 | 0.008 | 0.009 | 0.011 | 0.012 | 0.26 | 0 | 0 | 0 | 0 | 0 | 0 | 0 | 0 | 0
Salisbury | 9.2108 | 108 | 0.76295 |  | 43750 | 3.253 | 1.246 | 1.956 | 1.015 | 0.75 | 0.22789 | 74.3543 | 50517 | 61106 | 72442 | 75368 | 87126 | Rowan | 3.64 | 4.4 | 5.22 | 5.43 | 6.27 | 1.291 | 1.32 | 1.565 | 1.628 | 1.882 | 2.035 | 2.239 | 2.462 | 2.709 | 2.979 | 1.117 | 1.228 | 1.351 | 1.486 | 1.635 | 0.76 | 0.83 | 0.95 | 1.01 | 1.15 | 1.004 | 1.137 | 1.311 | 1.392 | 1.58 | 0 | 0 | 0 | 0 | 0 | 0 | 0 | 0 | 0 | 0
Saluda | 0.12992 | 0.2 | 0 |  | 1400 | 0.044 | 0.014 | 0 | 0 | 0.001 | 0.070917 | 31.4286 | 1400 | 1400 | 1400 | 1400 | 1400 | Polk | 0.043 | 0.043 | 0.043 | 0.043 | 0.043 | 0.014 | 0.014 | 0.014 | 0.014 | 0.014 | 0 | 0 | 0 | 0 | 0 | 0 | 0 | 0 | 0 | 0 | 0.001 | 0.001 | 0.001 | 0.001 | 0.001 | 0.07 | 0.07 | 0.07 | 0.07 | 0.07 | 0 | 0 | 0 | 0 | 0 | 0 | 0 | 0 | 0 | 0
Sampson County WD I - Clinton | 0.16942 | 0.33 | 0.024 |  | 3716 | 0.133 | 0.001 | 0.004 | 0 | 0.003 | 0.0044167 | 35.7912 | 3902 | 4292 | 4721 | 5193 | 5713 | Sampson | 0.14 | 0.154 | 0.169 | 0.186 | 0.204 | 0.001 | 0.001 | 0.001 | 0.001 | 0.002 | 0.004 | 0.005 | 0.005 | 0.006 | 0.006 | 0 | 0 | 0 | 0 | 0 | 0.005 | 0.006 | 0.007 | 0.008 | 0.009 | 0.004 | 0.005 | 0.005 | 0.006 | 0.006 | 0.25 | 0 | 0 | 0 | 0 | 0 | 0 | 0 | 0 | 0
Sampson County WD II - Dunn | 1.0983 | 1.981 | 0.011 |  | 7294 | 0.48 | 0.001 | 0.04 | 0.077 | 0.3 | 0.18933 | 65.8075 | 7659 | 8426 | 9267 | 10194 | 11213 | Sampson | 0.504 | 0.554 | 0.61 | 0.671 | 0.738 | 0.001 | 0.001 | 0.001 | 0.001 | 0.002 | 0.042 | 0.046 | 0.051 | 0.056 | 0.061 | 0.081 | 0.089 | 0.098 | 0.108 | 0.118 | 0.393 | 0.432 | 0.475 | 0.523 | 0.575 | 0.121 | 0.133 | 0.146 | 0.161 | 0.177 | 0.612 | 0 | 0 | 0 | 0 | 0.4 | 0 | 0 | 0 | 0
Sampson County WD II - Plainview | ERROR | 0 | 0 |  | #N/A | 0 | 0 | 0 | 0 | 0 | #VALUE! | ERROR | 0 | 0 | 0 | 0 | 0 | Sampson | 0 | 0 | #N/A | 0 | 0 | 0 | 0 | 0 | 0 | 0 | 0 | 0 | 0 | 0 | 0 | 0 | 0 | 0 | 0 | 0 | 0 | 0 | 0 | 0 | 0 | 0 | 0 | 0 | 0 | 0 | 0 | 0 | 0 | 0 | 0 | 0 | 0 | 0 | 0 | 0
Sandyfield | ERROR | 0 | 0 |  | #N/A | 0 | 0 | 0 | 0 | 0 | #VALUE! | ERROR | 0 | 0 | 0 | 0 | 0 | Columbus | 0 | 0 | #N/A | 0 | 0 | 0 | 0 | 0 | 0 | 0 | 0 | 0 | 0 | 0 | 0 | 0 | 0 | 0 | 0 | 0 | 0 | 0 | 0 | 0 | 0 | 0 | 0 | 0 | 0 | 0 | 0 | 0 | 0 | 0 | 0 | 0 | 0 | 0 | 0 | 0
Sanford | 7.7071 | 12.6 | 0.525 |  | 45369 | 1.958 | 1.384 | 0.526 | 0.856 | 0.98 | 1.4781 | 43.1572 | 48091 | 55305 | 63601 | 73141 | 84112 | Lee | 2.212 | 2.544 | 2.926 | 3.364 | 3.869 | 1.609 | 2.171 | 2.733 | 3.294 | 3.856 | 0.558 | 0.636 | 0.715 | 0.794 | 0.873 | 0.871 | 0.908 | 0.944 | 0.981 | 1.018 | 1 | 1.049 | 1.098 | 1.147 | 1.196 | 1.601 | 1.872 | 2.156 | 2.454 | 2.769 | 0 | 8 | 0 | 0 | 0 | 0 | 0 | 0 | 0 | 0
Saratoga | 0.046667 | 0.145 | 0 |  | 410 | 0.03 | 0.01 | 0 | 0 | 0.008 | -0.0013333 | 73.1707 | 436 | 436 | 436 | 436 | 436 | Wilson | 0.022 | 0.022 | #N/A | 0.022 | 0.022 | 0.01 | 0.01 | 0.01 | 0.01 | 0.01 | 0 | 0 | 0 | 0 | 0 | 0 | 0 | 0 | 0 | 0 | 0.01 | 0.01 | 0.01 | 0.01 | 0.01 | 0.003 | 0.003 | 0.003 | 0.003 | 0.003 | 0 | 0 | 0 | 0 | 0 | 0 | 0 | 0 | 0 | 0
Sawmills | 0.27775 | 0.025 | 0 |  | 5162 | 0.238 | 0.009 | 0.002 | 0.003 | 0.004 | 0.02175 | 46.1062 | 5312 | 5547 | 5949 | 6381 | 6843 | Caldwell | 0.265 | 0.276 | 0.296 | 0.317 | 0.339 | 0.016 | 0.017 | 0.018 | 0.019 | 0.02 | 0.002 | 0.002 | 0.002 | 0.002 | 0.002 | 0.003 | 0.003 | 0.003 | 0.003 | 0.003 | 0.006 | 0.006 | 0.006 | 0.006 | 0.006 | 0.021 | 0.021 | 0.021 | 0.021 | 0.021 | 0.32 | 0 | -0.32 | 0 | 0 | 0 | 0 | 0 | 0 | 0
Scotland County Water (Barnes Bridge) | ERROR | 0 | 0 |  | #N/A | 0 | 0 | 0 | 0 | 0 | #VALUE! | ERROR | 0 | 0 | 0 | 0 | 0 | Scotland | 0 | 0 | #N/A | 0 | 0 | 0 | 0 | 0 | 0 | 0 | 0 | 0 | 0 | 0 | 0 | 0 | 0 | 0 | 0 | 0 | 0 | 0 | 0 | 0 | 0 | 0 | 0 | 0 | 0 | 0 | 0 | 0 | 0 | 0 | 0 | 0 | 0 | 0 | 0 | 0
Scotland County Water (Gillis Hill) | ERROR | 0 | 0 |  | #N/A | 0 | 0 | 0 | 0 | 0 | #VALUE! | ERROR | 0 | 0 | 0 | 0 | 0 | Scotland | 0 | 0 | #N/A | 0 | 0 | 0 | 0 | 0 | 0 | 0 | 0 | 0 | 0 | 0 | 0 | 0 | 0 | 0 | 0 | 0 | 0 | 0 | 0 | 0 | 0 | 0 | 0 | 0 | 0 | 0 | 0 | 0 | 0 | 0 | 0 | 0 | 0 | 0 | 0 | 0
Scotland County Water (Malloy Rd) | ERROR | 0 | 0 |  | #N/A | 0 | 0 | 0 | 0 | 0 | #VALUE! | ERROR | 0 | 0 | 0 | 0 | 0 | Scotland | 0 | 0 | #N/A | 0 | 0 | 0 | 0 | 0 | 0 | 0 | 0 | 0 | 0 | 0 | 0 | 0 | 0 | 0 | 0 | 0 | 0 | 0 | 0 | 0 | 0 | 0 | 0 | 0 | 0 | 0 | 0 | 0 | 0 | 0 | 0 | 0 | 0 | 0 | 0 | 0
Scotland County Water (North) | ERROR | 0 | 0 |  | #N/A | 0 | 0 | 0 | 0 | 0 | #VALUE! | ERROR | 0 | 0 | 0 | 0 | 0 | Scotland | 0 | 0 | #N/A | 0 | 0 | 0 | 0 | 0 | 0 | 0 | 0 | 0 | 0 | 0 | 0 | 0 | 0 | 0 | 0 | 0 | 0 | 0 | 0 | 0 | 0 | 0 | 0 | 0 | 0 | 0 | 0 | 0 | 0 | 0 | 0 | 0 | 0 | 0 | 0 | 0
Scotland County Water (South) | ERROR | 0 | 0 |  | #N/A | 0 | 0 | 0 | 0 | 0 | #VALUE! | ERROR | 0 | 0 | 0 | 0 | 0 | Scotland | 0 | 0 | #N/A | 0 | 0 | 0 | 0 | 0 | 0 | 0 | 0 | 0 | 0 | 0 | 0 | 0 | 0 | 0 | 0 | 0 | 0 | 0 | 0 | 0 | 0 | 0 | 0 | 0 | 0 | 0 | 0 | 0 | 0 | 0 | 0 | 0 | 0 | 0 | 0 | 0
Scotland Neck | 0.24008 | 0.4 | 0 |  | 2955 | 0.121 | 0.048 | 0 | 0 | 0.046 | 0.025083 | 40.9475 | 2955 | 2975 | 3000 | 3050 | 3100 | Halifax | 0.121 | 0.122 | 0.123 | 0.125 | 0.127 | 0.052 | 0.053 | 0.054 | 0.055 | 0.056 | 0 | 0 | 0 | 0 | 0 | 0 | 0 | 0 | 0 | 0 | 0.043 | 0.043 | 0.043 | 0.043 | 0.043 | 0.043 | 0.043 | 0.044 | 0.045 | 0.045 | 0 | 0 | 0 | 0 | 0 | 0 | 0 | 0 | 0 | 0
Seaboard | 0.15908 | 0.216 | 0 |  | 623 | 0.045 | 0.01 | 0.04 | 0 | 0.05 | 0.014083 | 72.2311 | 665 | 675 | 690 | 720 | 720 | Northampton | 0.045 | 0.046 | 0.049 | 0.05 | 0.05 | 0.002 | 0.003 | 0.003 | 0.003 | 0.003 | 0.035 | 0.036 | 0.036 | 0.036 | 0.036 | 0.003 | 0.003 | 0.003 | 0.003 | 0.003 | 0.004 | 0.004 | 0.004 | 0.004 | 0.004 | 0.015 | 0.015 | 0.016 | 0.016 | 0.016 | 0 | 0 | 0 | 0 | 0 | 0 | 0 | 0 | 0 | 0
Seagrove-Ulah Metro Water District | 0.14175 | 0.5 | 0 |  | 2250 | 0.082 | 0.021 | 0.012 | 0.009 | 0.005 | 0.01275 | 36.4444 | 2350 | 2400 | 2450 | 2500 | 2550 | Randolph | 0.1 | 0.102 | 0.104 | 0.106 | 0.108 | 0.022 | 0.022 | 0.023 | 0.023 | 0.024 | 0.012 | 0.012 | 0.012 | 0.013 | 0.013 | 0.01 | 0.01 | 0.01 | 0.011 | 0.011 | 0.006 | 0.006 | 0.007 | 0.007 | 0.007 | 0.015 | 0.015 | 0.016 | 0.016 | 0.016 | 0 | 0.5 | 0 | 0 | 0 | 0 | 0 | 0 | 0 | 0
Selma | 0.65375 | 1.55 | 0 |  | 6140 | 0.272 | 0.213 | 0 | 0 | 0.044 | 0.12475 | 44.2997 | 6640 | 6972 | 7320 | 7686 | 7686 | Johnston | 0.312 | 0.328 | 0.344 | 0.361 | 0.361 | 0.314 | 0.33 | 0.347 | 0.364 | 0.364 | 0 | 0 | 0 | 0 | 0 | 0 | 0 | 0 | 0 | 0 | 0.056 | 0.059 | 0.062 | 0.065 | 0.065 | 0.127 | 0.113 | 0.113 | 0.118 | 0.119 | 0 | 0 | 0 | 0 | 0 | 0 | 0 | 0 | 0 | 0
Selma - County Line | ERROR | 0 | 0 |  | #N/A | 0 | 0 | 0 | 0 | 0 | #VALUE! | ERROR | 0 | 0 | 0 | 0 | 0 | Johnston | 0 | 0 | #N/A | 0 | 0 | 0 | 0 | 0 | 0 | 0 | 0 | 0 | 0 | 0 | 0 | 0 | 0 | 0 | 0 | 0 | 0 | 0 | 0 | 0 | 0 | 0 | 0 | 0 | 0 | 0 | 0 | 0 | 0 | 0 | 0 | 0 | 0 | 0 | 0 | 0
Seven Devils | 0.050667 | 0.195 | 0 |  | 209 | 0.026 | 0.001 | 0 | 0.015 | 0.005 | 0.0036667 | 124.4019 | 220 | 240 | 262 | 295 | 321 | Watauga | 0.023 | 0.023 | 0.023 | 0.023 | 0.023 | 0.001 | 0.001 | 0.001 | 0.001 | 0.001 | 0 | 0 | 0 | 0 | 0 | 0.001 | 0.001 | 0.001 | 0.001 | 0.001 | 0.002 | 0.002 | 0.003 | 0.003 | 0.004 | 0.003 | 0.003 | 0.003 | 0.003 | 0.003 | 0 | 0 | 0 | 0 | 0 | 0 | 0 | 0 | 0 | 0
Severn | 0.0405 | 0.288 | 0 |  | 350 | 0.02 | 0.002 | 0.013 | 0 | 0 | 0.0055 | 57.1429 | 315 | 325 | 340 | 350 | 350 | Northampton | 0.018 | 0.019 | 0.02 | 0.02 | 0.02 | 0.001 | 0.001 | 0.002 | 0.002 | 0.002 | 0.01 | 0.01 | 0.012 | 0.013 | 0.013 | 0 | 0 | 0 | 0 | 0 | 0 | 0 | 0 | 0 | 0 | 0.002 | 0.003 | 0.003 | 0.003 | 0.003 | 0 | 0 | 0 | 0 | 0 | 0 | 0 | 0 | 0 | 0
Shallotte | 0.23558 | 0.75 | 0 |  | 4304 | 0.261 | 0.053 | 0.001 | 0 | 0.001 | -0.080417 | 60.6413 | 4000 | 4078 | 4282 | 4496 | 4721 | Brunswick | 0.312 | 0.327 | 0.344 | 0.361 | 0.379 | 0.078 | 0.082 | 0.086 | 0.09 | 0.095 | 0.002 | 0.002 | 0.002 | 0.002 | 0.002 | 0 | 0 | 0 | 0 | 0 | 0.001 | 0.001 | 0.001 | 0.001 | 0.001 | 0.003 | 0.004 | 0.005 | 0.006 | 0.007 | 0 | 0 | 0 | 0 | 0 | 0 | 0 | 0 | 0 | 0
Shamrock Park Subdivision - City of Claremont | 0.0059167 | 0.032 | 0 |  | 180 | 0.004 | 0 | 0 | 0 | 0.001 | 0.00091667 | 22.2222 | 186 | 191 | 196 | 201 | 204 | Catawba | 0.005 | 0.005 | 0.006 | 0.006 | 0.006 | 0 | 0 | 0 | 0 | 0 | 0 | 0 | 0 | 0 | 0 | 0 | 0 | 0 | 0 | 0 | 0.001 | 0.001 | 0.001 | 0.001 | 0.001 | 0.001 | 0.001 | 0.001 | 0.001 | 0.001 | 0 | 0 | 0 | 0 | 0 | 0 | 0 | 0 | 0 | 0
Sharpsburg | 0.15908 | 0.65 | 0 |  | 2006 | 0.103 | 0.042 | 0.009 | 0 | 0.007 | -0.0019167 | 51.346 | 2504 | 2585 | 2602 | 2782 | 3027 | Nash | 0.127 | 0.131 | 0.132 | 0.141 | 0.153 | 0.037 | 0.038 | 0.038 | 0.041 | 0.045 | 0.011 | 0.011 | 0.012 | 0.012 | 0.013 | 0 | 0 | 0 | 0 | 0 | 0.006 | 0.006 | 0.006 | 0.007 | 0.007 | 0.012 | 0.013 | 0.013 | 0.014 | 0.015 | 0 | 0 | 0 | 0 | 0 | 0 | 0 | 0 | 0 | 0
Shelby | 6.1515 | 27 | 0.4 |  | 20323 | 1.385 | 0.223 | 1.837 | 0.452 | 0.75 | 1.1045 | 68.1494 | 20562 | 20651 | 20740 | 20828 | 20920 | Cleveland | 1.47 | 1.706 | 1.98 | 2.298 | 2.666 | 0.227 | 0.239 | 0.251 | 0.264 | 0.278 | 2.574 | 2.67 | 2.771 | 2.876 | 2.988 | 0.461 | 0.485 | 0.509 | 0.536 | 0.563 | 0.75 | 0.75 | 0.75 | 0.75 | 0.75 | 1.278 | 1.363 | 1.459 | 1.567 | 1.688 | 0 | 0 | 0 | 0 | 0 | 0 | 0 | 0 | 0 | 0
Siler City | 1.9035 | 4 | 0.289 |  | 8140 | 0.73 | 0.27 | 0.1 | 0.098 | 0.075 | 0.3415 | 89.6806 | 8547 | 8974 | 9423 | 9894 | 10388 | Chatham | 0.766 | 0.804 | 0.844 | 0.886 | 0.931 | 0.283 | 0.297 | 0.312 | 0.327 | 0.343 | 0.105 | 0.11 | 0.115 | 0.121 | 0.127 | 0.103 | 0.108 | 0.113 | 0.119 | 0.125 | 0.079 | 0.083 | 0.087 | 0.091 | 0.096 | 0.204 | 0.214 | 0.225 | 0.237 | 0.248 | 0 | 0 | 0 | 0 | 0 | 0 | 0 | 0 | 0 | 0
Sims | 0.02175 | 0.046 | 0 |  | 317 | 0.016 | 0.003 | 0 | 0.001 | 0.001 | 0.00075 | 50.4732 | 325 | 335 | 345 | 352 | 360 | Wilson | 0.015 | 0.018 | #N/A | 0.022 | 0.025 | 0.003 | 0.003 | 0.003 | 0.003 | 0.003 | 0 | 0 | 0 | 0 | 0 | 0.001 | 0.001 | 0.001 | 0.001 | 0.001 | 0.001 | 0.001 | 0.001 | 0.001 | 0.001 | 0.001 | 0.001 | 0.001 | 0.001 | 0.001 | 0 | 0 | 0 | 0 | 0 | 0 | 0 | 0 | 0 | 0
Smithfield | 3.053 | 6.2 | 1.298 |  | 12000 | 0.381 | 0.383 | 0.23 | 0.18 | 0.128 | 0.45302 | 31.75 | 12050 | 12250 | 12500 | 12750 | 13000 | Johnston | 0.545 | 0.6 | 0.645 | 0.71 | 0.763 | 0.574 | 0.699 | 0.852 | 1.039 | 1.267 | 0.269 | 0.299 | 0.329 | 0.359 | 0.389 | 0.054 | 0.066 | 0.08 | 0.097 | 0.119 | 0.374 | 0.349 | 0.5 | 0.6 | 0.7 | 1.64 | 1.818 | 2.173 | 2.533 | 2.924 | 2.1 | 0 | 0 | 0 | 0 | 0 | 1.5 | 0 | 0 | 0
Smithfield South | ERROR | 0 | 0 |  | #N/A | 0 | 0 | 0 | 0 | 0 | #VALUE! | ERROR | 0 | 0 | 0 | 0 | 0 | Johnston | 0 | 0 | #N/A | 0 | 0 | 0 | 0 | 0 | 0 | 0 | 0 | 0 | 0 | 0 | 0 | 0 | 0 | 0 | 0 | 0 | 0 | 0 | 0 | 0 | 0 | 0 | 0 | 0 | 0 | 0 | 0 | 0 | 0 | 0 | 0 | 0 | 0 | 0 | 0 | 0
Snow Hill | 0.21075 | 0.963 | 0 |  | 2581 | 0.118 | 0.046 | 0.005 | 0.012 | 0.003 | 0.02675 | 45.7187 | 2609 | 2644 | 2667 | 2682 | 2695 | Greene | 0.122 | 0.125 | 0.128 | 0.131 | 0.133 | 0.047 | 0.05 | 0.052 | 0.054 | 0.056 | 0.006 | 0.007 | 0.009 | 0.01 | 0.001 | 0.009 | 0.011 | 0.012 | 0.012 | 0.013 | 0.003 | 0.003 | 0.003 | 0.003 | 0.003 | 0.026 | 0.027 | 0.028 | 0.029 | 0.029 | 0.057 | 0 | 0 | 0 | 0 | 0.031 | 0 | 0 | 0 | 0
South Camden Water and Sewer District | 0.48567 | 0.722 | 0.00068493 |  | 5133 | 0.28 | 0.016 | 0 | 0.006 | 0.1 | 0.082982 | 54.549 | 5235 | 5339 | 5445 | 5554 | 5665 | Camden | 0.319 | 0.326 | 0.332 | 0.339 | 0.346 | 0.016 | 0.016 | 0.018 | 0.02 | 0.022 | 0 | 0 | 0 | 0 | 0 | 0.01 | 0.015 | 0.02 | 0.169 | 0.2 | 0.102 | 0.11 | 0.12 | 0.13 | 0.14 | 0.072 | 0.071 | 0.07 | 0.069 | 0.068 | 0.349 | 0 | 0 | 0 | 0 | 0 | 0 | 0 | 0 | 0
South Granville Water and Sewer Authority | 3.1662 | 11 | 0 |  | 19216 | 0.549 | 0.134 | 0.077 | 1.551 | 0.517 | 0.33817 | 28.5699 | 19703 | 20969 | 22362 | 23895 | 25581 | Granville | 0.571 | 0.628 | 0.691 | 0.76 | 0.836 | 0.139 | 0.153 | 0.169 | 0.185 | 0.204 | 0.08 | 0.088 | 0.097 | 0.107 | 0.117 | 1.613 | 1.744 | 1.952 | 2.147 | 2.362 | 0.538 | 0.591 | 0.651 | 0.716 | 0.787 | 0.352 | 0.387 | 0.425 | 0.468 | 0.515 | 0 | 0 | 0 | 0 | 0 | 0 | 0 | 1.11 | 0 | 0
South Greene WC | 0.16842 | 0.358 | 0 |  | 2705 | 0.148 | 0.02 | 0 | 0 | 0 | 0.00041667 | 54.7135 | 2790 | 2939 | 3094 | 3256 | 3294 | Greene | 0.162 | 0.17 | 0.179 | 0.189 | 0.191 | 0.021 | 0.023 | 0.025 | 0.027 | 0.029 | 0 | 0 | 0 | 0 | 0 | 0 | 0 | 0 | 0 | 0 | 0.005 | 0.006 | 0.006 | 0.007 | 0.007 | 0.01 | 0.01 | 0.01 | 0.011 | 0.011 | 0 | 0 | 0 | 0 | 0 | 0 | 0 | 0 | 0 | 0
South Mills | 0.36842 | 0.313 | 0 |  | 5300 | 0.261 | 0.004 | 0 | 0 | 0.014 | 0.089417 | 49.2453 | 5540 | 6140 | 6740 | 7340 | 7940 | Camden | 0.273 | 0.301 | 0.33 | 0.36 | 0.389 | 0.004 | 0.004 | 0.004 | 0.004 | 0.004 | 0 | 0 | 0 | 0 | 0 | 0 | 0 | 0 | 0 | 0 | 0.014 | 0.014 | 0.014 | 0.014 | 0.014 | 0.125 | 0.095 | 0.15 | 0.16 | 0.175 | 0.206 | 0 | 0 | 0 | 0 | 0 | 0 | 0 | 0 | 0
South Mills Purchase | ERROR | 0 | 0 |  | #N/A | 0 | 0 | 0 | 0 | 0 | #VALUE! | ERROR | 0 | 0 | 0 | 0 | 0 | Camden | 0 | 0 | #N/A | 0 | 0 | 0 | 0 | 0 | 0 | 0 | 0 | 0 | 0 | 0 | 0 | 0 | 0 | 0 | 0 | 0 | 0 | 0 | 0 | 0 | 0 | 0 | 0 | 0 | 0 | 0 | 0 | 0 | 0 | 0 | 0 | 0 | 0 | 0 | 0 | 0
Southeastern Catawba Co WD | 0.20333 | 0.5 | 0 |  | 1699 | 0.146 | 0.057 | 0 | 0 | 0.02 | -0.019667 | 85.9329 | 1759 | 1839 | 1929 | 2019 | 2119 | Catawba | 0.149 | 0.156 | #N/A | 0.171 | 0.18 | 0.058 | 0.06 | 0.063 | 0.066 | 0.069 | 0 | 0 | 0 | 0 | 0 | 0 | 0 | 0 | 0 | 0 | 0.024 | 0.026 | 0.03 | 0.035 | 0.04 | 0.015 | 0.015 | 0.016 | 0.017 | 0.018 | 0 | 0 | 0 | 0 | 0 | 0 | 0 | 0 | 0 | 0
Southern Outer Banks Water | 1.759 | 2.573 | 0.163 |  | 600 | 0.834 | 0.103 | 0 | 0 | 0.552 | 0.107 | 1390 | 660 | 726 | 799 | 878 | 966 | Currituck | 0.917 | 1.009 | #N/A | 1.221 | 1.343 | 0.113 | 0.125 | 0.137 | 0.151 | 0.166 | 0 | 0 | 0 | 0 | 0 | 0 | 0 | 0 | 0 | 0 | 0.607 | 0.668 | 0.735 | 0.808 | 0.889 | 0.118 | 0.129 | 0.142 | 0.157 | 0.172 | 0.576 | 0 | 0 | 0 | 0 | 0 | 0 | 0 | 0 | 0
Southern Pines | 3.7492 | 14 | 0.822 |  | 13800 | 1.545 | 0.634 | 0.005 | 0.338 | 0.032 | 0.37317 | 111.9565 | 17689 | 20140 | 22569 | 24990 | 25750 | Moore | 1.51 | 1.69 | 1.875 | 2.1 | 2.31 | 1.05 | 1.24 | 1.57 | 1.9 | 2.09 | 0.01 | 0.02 | 0.02 | 0.03 | 0.033 | 0.07 | 0.09 | 0.1 | 0.11 | 0.121 | 0.24 | 0.28 | 0.29 | 0.3 | 0.033 | 0.424 | 0.489 | 0.568 | 0.654 | 0.675 | 0 | 0 | 0 | 0 | 0 | 0 | 0 | 0 | 0 | 0
Southern Wayne SD | 0.61525 | 1.147 | 0 |  | 6926 | 0.395 | 0.025 | 0 | 0.009 | 0.041 | 0.14525 | 57.0315 | 7255 | 7590 | 7925 | 8260 | 8595 | Wayne | 0.487 | 0.488 | #N/A | 0.525 | 0.545 | 0.03 | 0.032 | 0.035 | 0.038 | 0.044 | 0 | 0 | 0 | 0 | 0 | 0.009 | 0.011 | 0.012 | 0.012 | 0.014 | 0.04 | 0.04 | 0.048 | 0.054 | 0.06 | 0.075 | 0.075 | 0.08 | 0.085 | 0.09 | 0 | 0 | 0 | 0 | 0 | 0 | 0 | 0 | 0 | 0
Southport | 0.45467 | 1.418 | 0 |  | 6617 | 0.218 | 0 | 0 | 0 | 0 | 0.23667 | 32.9454 | 5500 | 5700 | 6000 | 6600 | 6800 | Brunswick | 0.549 | 0.6 | 0.8 | 0.9 | 0.99 | 0 | 0 | 0 | 0 | 0 | 0 | 0 | 0 | 0 | 0 | 0 | 0 | 0 | 0 | 0 | 0 | 0 | 0 | 0 | 0 | 0.083 | 0.091 | 0.121 | 0.136 | 0.149 | 0 | 0 | 0 | 0 | 0 | 0 | 0 | 0 | 0 | 0
Sparta | 0.39008 | 0.873 | 0 |  | 1800 | 0.101 | 0.038 | 0.074 | 0.028 | 0.004 | 0.14508 | 56.1111 | 1890 | 1928 | 1960 | 2000 | 2060 | Alleghany | 0.15 | 0.17 | 0.19 | 0.21 | 0.23 | 0.019 | 0.021 | 0.023 | 0.025 | 0.027 | 0.073 | 0.074 | 0.075 | 0.076 | 0.077 | 0.029 | 0.031 | 0.034 | 0.036 | 0.038 | 0.001 | 0.001 | 0.002 | 0.002 | 0.002 | 0.16 | 0.175 | 0.191 | 0.205 | 0.22 | 0 | 0 | 0 | 0 | 0 | 0 | 0 | 0 | 0 | 0
Spring Hope | 0.09475 | 0.256 | 0 |  | 1320 | 0.065 | 0.006 | 0.006 | 0.009 | 0.001 | 0.00775 | 49.2424 | 1351 | 1378 | 1406 | 1434 | 1462 | Nash | 0.07 | 0.075 | 0.08 | 0.085 | 0.09 | 0.013 | 0.015 | 0.017 | 0.02 | 0.02 | 0.009 | 0.01 | 0.01 | 0.011 | 0.011 | 0.015 | 0.016 | 0.017 | 0.018 | 0.019 | 0.002 | 0.002 | 0.003 | 0.003 | 0.003 | 0.009 | 0.009 | 0.01 | 0.011 | 0.012 | 0 | 0 | 0 | 0 | 0 | 0 | 0 | 0 | 0 | 0
Spring Lake | 0.86458 | 2.057 | 0.051 |  | 8800 | 0.5 | 0.18 | 0.015 | 0.02 | 0.1 | -0.0014167 | 56.8182 | 9000 | 9200 | 9600 | 10000 | 10200 | Cumberland | 0.55 | 0.6 | 0.7 | 0.75 | 0.815 | 0.2 | 0.25 | 0.3 | 0.35 | 0.4 | 0.02 | 0.035 | 0.05 | 0.075 | 0.1 | 0.02 | 0.025 | 0.03 | 0.035 | 0.04 | 0.1 | 0.1 | 0.1 | 0.1 | 0.1 | 0.054 | 0.06 | 0.069 | 0.076 | 0.084 | 0 | 0 | 0 | 0 | 0 | 0 | 0 | 0 | 0 | 0
Spruce Pine | 1.0135 | 3.875 | 0.0090247 |  | 3000 | 0.205 | 0.398 | 0 | 0 | 0.02 | 0.38148 | 68.3333 | 3000 | 3000 | 3000 | 3000 | 3000 | Mitchell | 0.21 | 0.21 | 0.21 | 0.21 | 0.21 | 0.4 | 0.4 | 0.4 | 0.4 | 0.4 | 0 | 0 | 0 | 0 | 0 | 0 | 0 | 0 | 0 | 0 | 0.02 | 0.02 | 0.02 | 0.02 | 0.02 | 0.3 | 0.25 | 0.23 | 0.22 | 0.21 | 0 | 0 | 0 | 0 | 0 | 0 | 0 | 0 | 0 | 0
St Pauls | 0.24833 | 1.354 | 0 |  | 2276 | 0.127 | 0.055 | 0.024 | 0 | 0.01 | 0.032333 | 55.7996 | 2300 | 2400 | 2500 | 2600 | 3000 | Robeson | 0.129 | 0.133 | 0.137 | 0.141 | 0.145 | 0.057 | 0.059 | 0.061 | 0.063 | 0.065 | 0.024 | 0.024 | 0.025 | 0.025 | 0.026 | 0 | 0 | 0 | 0 | 0 | 0.01 | 0.01 | 0.01 | 0.01 | 0.01 | 0.037 | 0.039 | 0.04 | 0.042 | 0.043 | 0 | 0 | 0 | 0 | 0 | 0 | 0 | 0 | 0 | 0
Stanley | 0.543 | 1.2 | 0 |  | 3800 | 0.178 | 0.048 | 0.207 | 0.007 | 0.002 | 0.101 | 46.8421 | 3909 | 4190 | 4492 | 4815 | 5162 | Gaston | 0.183 | 0.196 | 0.21 | 0.225 | 0.241 | 0.049 | 0.053 | 0.057 | 0.061 | 0.065 | 0.207 | 0.207 | 0.207 | 0.207 | 0.207 | 0.007 | 0.007 | 0.007 | 0.007 | 0.007 | 0.002 | 0.002 | 0.002 | 0.002 | 0.002 | 0.113 | 0.117 | 0.121 | 0.126 | 0.131 | 0 | 0 | 0 | 0 | 0 | 0 | 0 | 0 | 0 | 0
Stanly Co | 1.6731 | 3.073 | 0.17 |  | 14213 | 1.009 | 0.105 | 0.01 | 0.089 | 0.159 | 0.13108 | 70.9913 | 14781 | 16201 | 17621 | 18000 | 18250 | Stanly | 1.015 | 1.115 | 1.215 | 1.265 | 1.315 | 0.11 | 0.115 | 0.12 | 0.125 | 0.13 | 0.01 | 0.01 | 0.01 | 0.01 | 0.01 | 0.089 | 0.089 | 0.089 | 0.089 | 0.089 | 0.095 | 0.095 | 0.095 | 0.095 | 0.095 | 0.222 | 0.244 | 0.251 | 0.259 | 0.264 | 0 | 0 | 0 | 0 | 0 | 0 | 0 | 0 | 0 | 0
Stantonsburg | 0.30725 | 0.585 | 0.212 |  | 830 | 0.051 | 0.005 | 0.01 | 0 | 0.027 | 0.00225 | 61.4458 | 840 | 850 | 860 | 870 | 880 | Wilson | 0.052 | 0.053 | #N/A | 0.055 | 0.056 | 0.006 | 0.006 | 0.006 | 0.007 | 0.007 | 0.01 | 0.01 | 0.01 | 0.011 | 0.011 | 0 | 0 | 0 | 0 | 0 | 0.009 | 0.009 | 0.009 | 0.01 | 0.01 | 0.02 | 0.02 | 0.02 | 0.022 | 0.022 | 0.08 | 0 | 0 | 0 | 0 | 0.136 | 0 | 0 | 0 | 0
Star | 0.06125 | 0.113 | 0 |  | 875 | 0.02 | 0.011 | 0.005 | 0.013 | 0.01 | 0.00225 | 22.8571 | 830 | 845 | 860 | 900 | 901 | Montgomery | 0.04 | 0.041 | 0.042 | 0.043 | 0.043 | 0.011 | 0.012 | 0.013 | 0.014 | 0.015 | 0.005 | 0.005 | 0.005 | 0.005 | 0.005 | 0.012 | 0.012 | 0.012 | 0.012 | 0.012 | 0.01 | 0.01 | 0.01 | 0.01 | 0.01 | 0.005 | 0.005 | 0.005 | 0.005 | 0.005 | 0 | 0 | 0 | 0 | 0 | 0 | 0 | 0 | 0 | 0
Statesville | 3.2043 | 15 | 0.1354 |  | 25363 | 1.221 | 0.85 | 0.145 | 0.261 | 0.25 | 0.34185 | 48.141 | 26974 | 29671 | 32638 | 35902 | 39492 | Iredell | 1.269 | 1.396 | 1.536 | 1.69 | 1.859 | 1.062 | 1.168 | 1.285 | 1.414 | 1.555 | 0.101 | 0.121 | 0.145 | 0.174 | 0.226 | 0.215 | 0.258 | 0.284 | 0.341 | 0.41 | 0.1 | 0.1 | 0.1 | 0.1 | 0.1 | 0.242 | 0.268 | 0.295 | 0.327 | 0.365 | 0 | 0 | 0 | 0 | 0 | 0 | 1 | 0 | 0 | 0
Stedman | 0.085833 | 0.16 | 0.003 |  | 1087 | 0.065 | 0.01 | 0 | 0.003 | 0 | 0.0048333 | 59.7976 | 1187 | 1200 | 1225 | 1250 | 1275 | Cumberland | 0.059 | 0.066 | 0.08 | 0.081 | 0.082 | 0.005 | 0.006 | 0.007 | 0.008 | 0.009 | 0 | 0 | 0 | 0 | 0 | 0.01 | 0.01 | 0.01 | 0.011 | 0.012 | 0 | 0 | 0 | 0 | 0 | 0.014 | 0.015 | 0.016 | 0.017 | 0.018 | 0 | 0 | 0 | 0 | 0 | 0 | 0 | 0 | 0 | 0
Stokes County WASA | 0.0425 | 0.2 | 0.027074 |  | 363 | 0.012 | 0.001 | 0 | 0 | 0.001 | 0.001426 | 33.0579 | 400 | 420 | 440 | 460 | 460 | Stokes | 0.013 | 0.013 | 0.014 | 0.014 | 0.014 | 0.002 | 0.002 | 0.002 | 0.003 | 0.003 | 0 | 0 | 0 | 0 | 0 | 0 | 0 | 0 | 0 | 0 | 0.001 | 0.001 | 0.001 | 0.001 | 0.001 | 0.002 | 0.002 | 0.002 | 0.003 | 0.003 | 0 | 0 | 0 | 0 | 0 | 0 | 0 | 0 | 0 | 0
Stokes Regional Water Corporation | 0.24108 | 0.552 | 0 |  | 3065 | 0.193 | 0.017 | 0 | 0.008 | 0.01 | 0.013083 | 62.969 | 3690 | 4169 | 4711 | 5324 | 6016 | Pitt | 0.226 | 0.252 | #N/A | 0.307 | 0.34 | 0.019 | 0.02 | 0.023 | 0.025 | 0.027 | 0 | 0 | 0 | 0 | 0 | 0.008 | 0.009 | 0.01 | 0.011 | 0.012 | 0.002 | 0.002 | 0.002 | 0.002 | 0.002 | 0 | 0 | 0 | 0 | 0 | 0 | 0 | 0 | 0 | 0 | 0 | 0 | 0 | 0 | 0
Stokesdale | 0.1065 | 0.3 | 0 |  | 962 | 0.042 | 0.01 | 0.019 | 0.015 | 0.004 | 0.0165 | 43.659 | 1020 | 1173 | 1349 | 1551 | 1784 | Guilford | 0.044 | 0.05 | 0.057 | 0.065 | 0.074 | 0.01 | 0.012 | 0.014 | 0.016 | 0.018 | 0.025 | 0.025 | 0.025 | 0.025 | 0.025 | 0.016 | 0.017 | 0.018 | 0.019 | 0.02 | 0.005 | 0.005 | 0.006 | 0.006 | 0.007 | 0.019 | 0.021 | 0.023 | 0.025 | 0.027 | 0 | 0 | 0 | 0 | 0 | 0 | 0 | 0 | 0 | 0
Stoneville | 0.12775 | 0.3 | 0 |  | 1056 | 0.099 | 0.013 | 0.009 | 0.004 | 0.001 | 0.00175 | 93.75 | 1250 | 1260 | 1275 | 1290 | 1300 | Rockingham | 0.1 | 0.101 | 0.102 | 0.103 | 0.104 | 0.013 | 0.013 | 0.014 | 0.014 | 0.014 | 0.009 | 0.009 | 0.01 | 0.01 | 0.01 | 0.005 | 0.005 | 0.006 | 0.006 | 0.006 | 0.001 | 0.001 | 0.001 | 0.001 | 0.001 | 0.002 | 0.002 | 0.002 | 0.002 | 0.002 | 0 | 0 | 0 | 0 | 0 | 0 | 0 | 0 | 0 | 0
Stovall | 0.030667 | 0.075 | 0 |  | 483 | 0.018 | 0.001 | 0 | 0.001 | 0.001 | 0.0096667 | 37.2671 | 500 | 500 | 500 | 500 | 500 | Granville | 0.019 | 0.019 | 0.019 | 0.019 | 0.019 | 0.001 | 0.001 | 0.001 | 0.001 | 0.001 | 0 | 0 | 0 | 0 | 0 | 0.005 | 0.005 | 0.005 | 0.005 | 0.005 | 0.001 | 0.001 | 0.001 | 0.001 | 0.001 | 0.01 | 0.01 | 0.01 | 0.01 | 0.01 | 0 | 0 | 0 | 0 | 0 | 0 | 0 | 0 | 0 | 0
Stumpy Point WSD | 0.018083 | 0.103 | 0 |  | 107 | 0.007 | 0.005 | 0.001 | 0 | 0.001 | 0.0040833 | 65.4206 | 110 | 115 | 121 | 127 | 133 | Dare | 0.015 | 0.016 | #N/A | 0.018 | 0.019 | 0.007 | 0.007 | 0.007 | 0.007 | 0.007 | 0 | 0 | 0 | 0 | 0 | 0 | 0 | 0 | 0 | 0 | 0.001 | 0.002 | 0.002 | 0.002 | 0.002 | 0.002 | 0.002 | 0.002 | 0.003 | 0.003 | 0 | 0 | 0 | 0 | 0 | 0 | 0 | 0 | 0 | 0
Sugar Mountain | 0.215 | 0.946 | 0 |  | 3010 | 0.068 | 0.036 | 0 | 0 | 0.044 | 0.067 | 22.5914 | 3075 | 3257 | 3439 | 3621 | 3803 | Avery | 0.073 | 0.077 | 0.081 | 0.086 | 0.09 | 0.031 | 0.033 | 0.035 | 0.037 | 0.039 | 0 | 0 | 0 | 0 | 0 | 0 | 0 | 0 | 0 | 0 | 0.05 | 0.05 | 0.05 | 0.05 | 0.05 | 0.109 | 0.113 | 0.117 | 0.122 | 0.126 | 0.077 | 0 | 0 | 0 | 0 | 0 | 0 | 0 | 0 | 0
Surf City | 0.60033 | 1.728 | 0.09 |  | 500 | 0.075 | 0.098 | 0 | 0 | 0.19 | 0.14733 | 150 | 3100 | 3300 | 3500 | 3500 | 3500 | Pender | 0.633 | 0.76 | #N/A | 1.095 | 1.314 | 0.067 | 0.072 | 0.074 | 0.075 | 0.077 | 0 | 0 | 0 | 0 | 0 | 0.002 | 0.002 | 0.002 | 0.003 | 0.004 | 0.025 | 0.029 | 0.031 | 0.032 | 0.035 | 0.076 | 0.09 | 0.107 | 0.126 | 0.15 | 2.16 | 0.1 | 0.2 | 0.1 | 0 | 0 | 0 | 0 | 0 | 0
Swepsonville | 0.15067 | 0.3 | 0 |  | 1350 | 0.118 | 0.001 | 0.019 | 0.003 | 0.001 | 0.0086667 | 87.4074 | 1502 | 1927 | 2471 | 3168 | 4063 | Alamance | 0.126 | 0.173 | #N/A | 0.239 | 0.283 | 0 | 0 | 0 | 0 | 0 | 0.016 | 0.017 | 0.019 | 0.021 | 0.023 | 0.006 | 0.008 | 0.01 | 0.012 | 0.014 | 0.002 | 0.002 | 0.003 | 0.003 | 0.004 | 0.02 | 0.027 | 0.032 | 0.037 | 0.044 | 0 | 0.25 | 0 | 0 | 0 | 0 | 0 | 0 | 0 | 0
Tabor City | 0.44517 | 1.444 | 0.011 |  | 2800 | 0.406 | 0.023 | 0.01 | 0.015 | 0 | -0.019833 | 145 | 3000 | 5500 | 6800 | 7800 | 9000 | Columbus | 0.425 | 0.475 | 0.55 | 0.65 | 0.75 | 0.03 | 0.05 | 0.07 | 0.09 | 0.11 | 0.02 | 0.04 | 0.05 | 0.06 | 0.07 | 0.05 | 0.07 | 0.08 | 0.1 | 0.12 | 0.002 | 0.003 | 0.004 | 0.005 | 0.008 | 0.029 | 0.035 | 0.042 | 0.05 | 0.058 | 0 | 0 | 0 | 0 | 0 | 0 | 0 | 0 | 0 | 0
Tarboro | 2.6754 | 12 | 0.6013 |  | 11415 | 0.92 | 0.437 | 0.4 | 0.251 | 0.1 | -0.033887 | 80.5957 | 10960 | 10505 | 10050 | 9595 | 9140 | Edgecombe | 0.883 | 0.847 | 0.81 | 0.773 | 0.737 | 0.396 | 0.38 | 0.364 | 0.349 | 0.335 | 0.236 | 0.226 | 0.216 | 0.207 | 0.198 | 0.273 | 0.262 | 0.251 | 0.24 | 0.23 | 0.074 | 0.072 | 0.072 | 0.07 | 0.069 | 0.054 | 0.052 | 0.05 | 0.047 | 0.045 | 0 | 0 | 0 | 0 | 0 | 0 | 0 | 0 | 0 | 0
Taylorsville | 0.33617 | 0.5 | 0 |  | 2500 | 0.15 | 0.04 | 0.05 | 0.06 | 0.001 | 0.035167 | 60 | 2500 | 2510 | 2520 | 2530 | 2540 | Alexander | 0.2 | 0.205 | 0.21 | 0.215 | 0.22 | 0.035 | 0.04 | 0.045 | 0.055 | 0.06 | 0.025 | 0.03 | 0.035 | 0.04 | 0.045 | 0.065 | 0.07 | 0.075 | 0.08 | 0.08 | 0.001 | 0.001 | 0.001 | 0.001 | 0.001 | 0.045 | 0.045 | 0.05 | 0.055 | 0.06 | 0 | 0 | 0 | 0 | 0 | 0 | 0 | 0 | 0 | 0
Taylortown | 0.0215 | 0.189 | 0 |  | 0 | 0 | 0 | 0 | 0 | 0 | 0.0215 | ERROR | 945 | 973 | 1002 | 1032 | 1032 | Moore | 0.064 | 0.066 | 0.069 | 0.072 | 0.072 | 0 | 0 | 0 | 0 | 0 | 0 | 0 | 0 | 0 | 0 | 0 | 0 | 0 | 0 | 0 | 0 | 0 | 0 | 0 | 0 | 0.004 | 0.004 | 0.004 | 0.005 | 0.005 | 0 | 0 | 0 | 0 | 0 | 0 | 0 | 0 | 0 | 0
Teachey | 0.042667 | 0.1 | 0 |  | 500 | 0.023 | 0 | 0 | 0 | 0 | 0.019667 | 46 | 500 | 500 | 500 | 500 | 500 | Duplin | 0.023 | 0.023 | 0.023 | 0.023 | 0.023 | 0.003 | 0.003 | 0.003 | 0.003 | 0.003 | 0 | 0 | 0 | 0 | 0 | 0.002 | 0.002 | 0.002 | 0.002 | 0.002 | 0 | 0 | 0 | 0 | 0 | 0.024 | 0.024 | 0.024 | 0.024 | 0.024 | 0 | 0 | 0 | 0 | 0 | 0 | 0 | 0 | 0 | 0
The Cape Master | ERROR | 2.908 | 0 |  | 0 | 0 | 0 | 0 | 0 | 0 | #VALUE! | ERROR | 10798 | 12417 | 14279 | 14279 | 14279 | New Hanover | 0.823 | 0.9 | 0.95 | 0.95 | 0.95 | 0.138 | 0.15 | 0.175 | 0.175 | 0.175 | 0 | 0 | 0 | 0 | 0 | 0 | 0 | 0 | 0 | 0 | 0.05 | 0.05 | 0.05 | 0.05 | 0.05 | 0.073 | 0.08 | 0.085 | 0.085 | 0.085 | 0 | 0 | 0 | 0 | 0 | 0 | 0 | 0 | 0 | 0
The Harbour / The Point | 0.69967 | 1.772 | 0 |  | 4048 | 0.643 | 0.02 | 0 | 0 | 0.01 | 0.026667 | 158.8439 | 4105 | 4499 | 4499 | 4499 | 4499 | Iredell | 0.538 | 0.589 | 0.589 | 0.589 | 0.589 | 0.027 | 0.027 | 0.027 | 0.027 | 0.027 | 0 | 0 | 0 | 0 | 0 | 0 | 0 | 0 | 0 | 0 | 0.008 | 0.008 | 0.008 | 0.008 | 0.008 | 0.025 | 0.027 | 0.027 | 0.027 | 0.027 | 0 | 0 | 0 | 0 | 0 | 0 | 0 | 0 | 0 | 0
Thomasville | 2.7716 | 6.95 | 0 |  | 26897 | 1.085 | 0.328 | 0.156 | 0.036 | 0.826 | 0.34058 | 40.3391 | 28500 | 30000 | 31500 | 33000 | 34500 | Davidson | 1.18 | 1.24 | 1.31 | 1.37 | 1.43 | 0.2 | 0.21 | 0.22 | 0.23 | 0.24 | 0.2 | 0.21 | 0.22 | 0.23 | 0.24 | 0.05 | 0.05 | 0.055 | 0.055 | 0.06 | 0.35 | 0.35 | 0.35 | 0.35 | 0.35 | 0.296 | 0.307 | 0.322 | 0.334 | 0.346 | 0 | 0 | 0 | 0 | 0 | 0 | 0 | 0 | 0 | 0
Topsail Beach | 0.16717 | 0.601 | 0 |  | 414 | 0.144 | 0.01 | 0 | 0.002 | 0.002 | 0.0091667 | 347.8261 | 600 | 600 | 600 | 600 | 600 | Pender | 0.198 | 0.198 | #N/A | 0.198 | 0.198 | 0.11 | 0.11 | 0.11 | 0.11 | 0.11 | 0 | 0 | 0 | 0 | 0 | 0.02 | 0.02 | 0.02 | 0.02 | 0.02 | 0.002 | 0.002 | 0.002 | 0.002 | 0.002 | 0.01 | 0.01 | 0.01 | 0.01 | 0.01 | 0 | 0.1 | 0 | 0 | 0 | 0 | 0 | 0 | 0 | 0
Troutman | 0.33117 | 0.5 | 0 |  | 4511 | 0.219 | 0.061 | 0.01 | 0.001 | 0.01 | 0.030167 | 48.548 | 4746 | 5363 | 6060 | 6848 | 7738 | Iredell | 0.23 | 0.259 | 0.292 | 0.329 | 0.371 | 0.063 | 0.072 | 0.081 | 0.091 | 0.103 | 0.01 | 0.01 | 0.01 | 0.01 | 0.01 | 0.001 | 0.001 | 0.001 | 0.001 | 0.001 | 0.01 | 0.012 | 0.013 | 0.015 | 0.017 | 0.027 | 0.031 | 0.034 | 0.039 | 0.043 | 0 | 1 | 0 | 0 | 0 | 0 | 0 | 0 | 0 | 0
Troy | 0.4225 | 1 | 0 |  | 4300 | 0.26 | 0.044 | 0.06 | 0.01 | 0.008 | 0.0405 | 60.4651 | 4300 | 4400 | 4400 | 4400 | 4400 | Montgomery | 0.3 | 0.32 | 0.32 | 0.32 | 0.32 | 0.004 | 0.005 | 0.005 | 0.005 | 0.005 | 0.03 | 0.3 | 0.3 | 0.3 | 0.3 | 0.007 | 0.008 | 0.008 | 0.008 | 0.008 | 0.002 | 0.002 | 0.002 | 0.002 | 0.002 | 0.055 | 0.084 | 0.087 | 0.087 | 0.087 | 0 | 0 | 0 | 0 | 0 | 0 | 0 | 0 | 0 | 0
Tryon | 0.53417 | 2.498 | 0 |  | 5140 | 0.152 | 0.037 | 0.031 | 0.044 | 0.059 | 0.21117 | 29.572 | 5243 | 5473 | 5691 | 5918 | 6155 | Polk | 0.155 | 0.161 | 0.167 | 0.173 | 0.179 | 0.037 | 0.039 | 0.04 | 0.042 | 0.043 | 0.034 | 0.035 | 0.036 | 0.037 | 0.038 | 0.045 | 0.047 | 0.048 | 0.05 | 0.052 | 0.06 | 0.062 | 0.065 | 0.067 | 0.069 | 0.172 | 0.179 | 0.185 | 0.192 | 0.198 | 0 | 0 | 0 | 0 | 0 | 0 | 0 | 0 | 0 | 0
Tuckaseigee WS Authority | 0.98208 | 11.2 | 0.010027 |  | 6262 | 0.356 | 0.247 | 0.066 | 0.022 | 0.215 | 0.066056 | 56.8508 | 9126 | 10039 | 11043 | 12147 | 13362 | Jackson | 0.401 | 0.441 | 0.485 | 0.534 | 0.588 | 0.33 | 0.363 | 0.4 | 0.44 | 0.5 | 0.077 | 0.085 | 0.094 | 0.103 | 0.113 | 0.014 | 0.016 | 0.018 | 0.02 | 0.022 | 0.086 | 0.095 | 0.105 | 0.116 | 0.128 | 0.186 | 0.205 | 0.226 | 0.248 | 0.277 | 0 | 0 | 0 | 0 | 0 | 0 | 0 | 0 | 0 | 0
Turkey | 0.02225 | 0.468 | 0.004 |  | 307 | 0.014 | 0 | 0 | 0 | 0.003 | 0.00125 | 45.6026 | 300 | 300 | 300 | 300 | 300 | Sampson | 0.015 | 0.015 | 0.015 | 0.015 | 0.015 | 0 | 0 | 0 | 0 | 0 | 0 | 0 | 0 | 0 | 0 | 0 | 0 | 0 | 0 | 0 | 0.002 | 0.001 | 0.001 | 0.001 | 0.001 | 0.007 | 0.007 | 0.007 | 0.007 | 0.007 | 0 | 0 | 0 | 0 | 0 | 0 | 0 | 0 | 0 | 0
Two Rivers Utilities/Gastonia | 18.5042 | 75 | 1.7107 |  | 83585 | 4.189 | 2.231 | 0.742 | 0.821 | 5.332 | 3.4785 | 50.1166 | 83955 | 89799 | 96049 | 102734 | 109884 | Gaston | 4.35 | 5.303 | 6.464 | 7.88 | 9.605 | 2.415 | 2.944 | 3.588 | 4.374 | 5.332 | 0.803 | 0.979 | 1.193 | 1.455 | 1.773 | 0.889 | 1.083 | 1.32 | 1.61 | 1.962 | 5.008 | 3.728 | 3.747 | 3.825 | 4.225 | 1.126 | 1.174 | 1.364 | 1.601 | 1.914 | 0 | 0 | 0 | 0 | 0 | 0 | 0 | 0 | 0 | 0
Tyrrell County Water Department | 0.30808 | 1.152 | 0 |  | 3177 | 0.129 | 0 | 0 | 0.043 | 0.095 | 0.041083 | 40.6043 | 3200 | 3200 | 3200 | 3200 | 3200 | Tyrrell | 0.175 | 0.175 | #N/A | 0.175 | 0.175 | 0 | 0 | 0 | 0 | 0 | 0 | 0 | 0 | 0 | 0 | 0.065 | 0.065 | 0.065 | 0.065 | 0.065 | 0.11 | 0.13 | 0.13 | 0.13 | 0.13 | 0.03 | 0.031 | 0.031 | 0.033 | 0.035 | 0 | 0 | 0 | 0 | 0 | 0 | 0 | 0 | 0 | 0
Union County | 14.0001 | 25 | 0.42875 |  | 129815 | 9.114 | 1.379 | 0.804 | 0.287 | 0.012 | 1.9753 | 70.2076 | 145228 | 191880 | 251251 | 319760 | 406930 | Union | 10.163 | 13.438 | 17.586 | 22.396 | 28.492 | 1.371 | 1.875 | 2.796 | 3.98 | 5.633 | 0.914 | 1.354 | 2.125 | 2.931 | 4.037 | 0.305 | 0.417 | 0.559 | 0.724 | 1.033 | 0.503 | 1.146 | 1.538 | 1.99 | 2.582 | 1.981 | 2.604 | 3.355 | 4.161 | 5.163 | 5 | 18 | 17 | 8 | 0 | 0.04 | 0.095 | 0.12 | 0.153 | 0.193
Union Utilities Inc. | 0.02925 | 0.144 | 0 |  | 350 | 0.017 | 0.003 | 0 | 0.005 | 0.001 | 0.00325 | 48.5714 | 350 | 355 | 360 | 363 | 370 | Hertford | 0.02 | 0.022 | 0.022 | 0.022 | 0.022 | 0.005 | 0.007 | 0.008 | 0.009 | 0.009 | 0 | 0 | 0 | 0 | 0 | 0.006 | 0.006 | 0.006 | 0.006 | 0.006 | 0 | 0 | 0 | 0 | 0 | 0.006 | 0.006 | 0.006 | 0.006 | 0.006 | 0 | 0 | 0 | 0 | 0 | 0 | 0 | 0 | 0 | 0
Valdese | 3.0317 | 12 | 0.584 |  | 12515 | 0.63 | 0.2 | 1.1 | 0.04 | 0.1 | 0.37767 | 50.3396 | 12700 | 12725 | 12750 | 12850 | 12950 | Burke | 0.902 | 0.903 | 0.905 | 0.912 | 0.919 | 0.194 | 0.203 | 0.213 | 0.222 | 0.231 | 1.155 | 1.213 | 1.277 | 1.341 | 1.408 | 0.105 | 0.11 | 0.115 | 0.121 | 0.127 | 0.105 | 0.11 | 0.115 | 0.121 | 0.127 | 0.383 | 0.395 | 0.408 | 0.422 | 0.437 | 0 | 0 | 0 | 0 | 0 | 0 | 0 | 0 | 0 | 0
Vance County Water District | 0.15167 | 0.325 | 0 |  | 2052 | 0.08 | 0.003 | 0 | 0 | 0.02 | 0.048667 | 38.9864 | 2100 | 2150 | 2200 | 2250 | 2300 | Vance | 0.085 | 0.09 | #N/A | 0.1 | 0.11 | 0.005 | 0.007 | 0.009 | 0.011 | 0.013 | 0 | 0 | 0 | 0 | 0 | 0.001 | 0.002 | 0.002 | 0.002 | 0.002 | 0.02 | 0.02 | 0.02 | 0.02 | 0.02 | 0.02 | 0.021 | 0.022 | 0.023 | 0.024 | 0 | 0 | 0 | 0 | 0 | 0 | 0 | 0 | 0 | 0
Vanceboro | 0.1735 | 0.432 | 0 |  | 1864 | 0.061 | 0.005 | 0.002 | 0.05 | 0.023 | 0.0325 | 32.7253 | 1885 | 2074 | 2281 | 2509 | 2550 | Craven | 0.076 | 0.089 | 0.101 | 0.114 | 0.121 | 0.005 | 0.005 | 0.005 | 0.005 | 0.005 | 0.002 | 0.002 | 0.003 | 0.003 | 0.003 | 0.052 | 0.054 | 0.057 | 0.06 | 0.065 | 0.017 | 0.018 | 0.019 | 0.02 | 0.021 | 0.034 | 0.037 | 0.042 | 0.045 | 0.048 | 0 | 0 | 0 | 0 | 0 | 0 | 0 | 0 | 0 | 0
Wade | 0.045917 | 0.344 | 0 |  | 553 | 0.032 | 0.003 | 0 | 0.005 | 0.001 | 0.0049167 | 57.8662 | 590 | 595 | 660 | 730 | 900 | Cumberland | 0.038 | 0.04 | 0.044 | 0.05 | 0.061 | 0.005 | 0.005 | 0.006 | 0.006 | 0.007 | 0 | 0 | 0 | 0 | 0 | 0.01 | 0.01 | 0.01 | 0.012 | 0.012 | 0.001 | 0.001 | 0.001 | 0.001 | 0.001 | 0.007 | 0.007 | 0.007 | 0.008 | 0.01 | 0 | 0 | 0 | 0 | 0 | 0 | 0 | 0 | 0 | 0
Wadesboro | 0.69125 | 1.05 | 0 |  | 5600 | 0.292 | 0.15 | 0.01 | 0.1 | 0.001 | 0.13825 | 52.1429 | 5800 | 6200 | 6500 | 6700 | 7000 | Anson | 0.4 | 0.41 | 0.415 | 0.42 | 0.42 | 0.06 | 0.078 | 0.081 | 0.085 | 0.085 | 0.099 | 0.099 | 0.1 | 0.1 | 0.1 | 0.015 | 0.015 | 0.018 | 0.018 | 0.02 | 0.002 | 0.002 | 0.003 | 0.003 | 0.003 | 0.1 | 0.105 | 0.105 | 0.11 | 0.11 | 1.55 | 0 | 0 | 0 | 0 | 0 | 0 | 0 | 0 | 0
Wagram | 0.05675 | 0.22 | 0 |  | 840 | 0.03 | 0.002 | 0 | 0.006 | 0.03 | -0.01125 | 35.7143 | 880 | 920 | 970 | 1020 | 1070 | Scotland | 0.044 | 0.046 | 0.048 | 0.05 | 0.052 | 0.005 | 0.006 | 0.007 | 0.009 | 0.011 | 0 | 0 | 0 | 0 | 0 | 0.005 | 0.007 | 0.009 | 0.009 | 0.01 | 0 | 0 | 0 | 0 | 0 | 0.006 | 0.007 | 0.008 | 0.008 | 0.009 | 0 | 0 | 0 | 0 | 0 | 0 | 0 | 0 | 0 | 0
Wallace | 0.55133 | 2.711 | 0.047115 |  | 5825 | 0.248 | 0.214 | 0 | 0.025 | 0.015 | 0.0022183 | 42.5751 | 5857 | 5887 | 5923 | 6035 | 6544 | Duplin | 0.269 | 0.282 | 0.305 | 0.325 | 0.356 | 0.225 | 0.244 | 0.252 | 0.262 | 0.285 | 0 | 0 | 0 | 0 | 0 | 0.031 | 0.032 | 0.032 | 0.033 | 0.034 | 0.016 | 0.016 | 0.016 | 0.016 | 0.016 | 0.098 | 0.104 | 0.11 | 0.115 | 0.125 | 0 | 0 | 0 | 0 | 0 | 0 | 0 | 0 | 0 | 0
Walnut Cove | 0.22608 | 0.41 | 0 |  | 1425 | 0.063 | 0.106 | 0.054 | 0.001 | 0.001 | 0.0010833 | 44.2105 | 1475 | 1500 | 1550 | 1600 | 1650 | Stokes | 0.11 | 0.112 | 0.114 | 0.116 | 0.118 | 0.071 | 0.073 | 0.074 | 0.076 | 0.077 | 0.1 | 0.1 | 0.1 | 0.1 | 0.1 | 0.013 | 0.014 | 0.014 | 0.014 | 0.015 | 0.001 | 0.001 | 0.002 | 0.002 | 0.002 | 0.015 | 0.015 | 0.015 | 0.016 | 0.016 | 0 | 0 | 0 | 0 | 0 | 0 | 0 | 0 | 0 | 0
Walnut Creek | 0.07125 | 0.15 | 0 |  | 854 | 0.049 | 0.01 | 0 | 0.002 | 0.002 | 0.00825 | 57.377 | 900 | 950 | 1000 | 1050 | 1075 | Wayne | 0.059 | 0.062 | #N/A | 0.069 | 0.073 | 0.01 | 0.01 | 0.01 | 0.01 | 0.01 | 0 | 0 | 0 | 0 | 0 | 0.002 | 0.002 | 0.002 | 0.003 | 0.003 | 0.002 | 0.002 | 0.002 | 0.002 | 0.002 | 0.009 | 0.01 | 0.01 | 0.011 | 0.011 | 0 | 0 | 0 | 0 | 0 | 0 | 0 | 0 | 0 | 0
Walstonburg | 0.012583 | 0.05 | 0 |  | 216 | 0.01 | 0 | 0 | 0 | 0.001 | 0.0015833 | 46.2963 | 232 | 240 | 245 | 245 | 245 | Greene | 0.012 | 0.012 | 0.012 | 0.012 | 0.012 | 0.001 | 0.002 | 0.002 | 0.002 | 0.002 | 0.002 | 0.002 | 0.002 | 0.002 | 0.002 | 0.001 | 0.001 | 0.001 | 0.001 | 0.001 | 0.001 | 0.001 | 0.001 | 0.001 | 0.001 | 0.002 | 0.002 | 0.002 | 0.002 | 0.002 | 0 | 0 | 0 | 0 | 0 | 0 | 0 | 0 | 0 | 0
Warren County | 0.869 | 2 | 0.4521 |  | 8303 | 0.313 | 0.008 | 0.029 | 0.149 | 0 | -0.082096 | 37.6972 | 8345 | 8425 | 8500 | 8600 | 8675 | Warren | 0.315 | 0.318 | 0.321 | 0.324 | 0.327 | 0.009 | 0.01 | 0.011 | 0.012 | 0.013 | 0.06 | 0.07 | 0.07 | 0.07 | 0.07 | 0.156 | 0.157 | 0.158 | 0.159 | 0.16 | 0.01 | 0.01 | 0.01 | 0.01 | 0.01 | 0.101 | 0.104 | 0.105 | 0.106 | 0.107 | 0 | 0 | 0 | 0 | 0 | 0 | 0 | 0 | 0 | 0
Warrenton | 0.20442 | 0.4 | 0 |  | 2250 | 0.076 | 0.052 | 0.013 | 0.008 | 0.01 | 0.045417 | 33.7778 | 2275 | 2300 | 2325 | 2350 | 2375 | Warren | 0.07 | 0.071 | 0.072 | 0.073 | 0.075 | 0.025 | 0.03 | 0.035 | 0.04 | 0.045 | 0.03 | 0.04 | 0.05 | 0.06 | 0.07 | 0.032 | 0.032 | 0.032 | 0.032 | 0.032 | 0.01 | 0.01 | 0.01 | 0.01 | 0.01 | 0.03 | 0.03 | 0.03 | 0.03 | 0.03 | 0 | 0 | 0 | 0 | 0 | 0 | 0 | 0 | 0 | 0
Warsaw | 0.494 | 0.684 | 0 |  | 3210 | 0.205 | 0.138 | 0.009 | 0 | 0.07 | 0.072 | 63.8629 | 3223 | 3255 | 3288 | 3320 | 3354 | Duplin | 0.206 | 0.208 | 0.21 | 0.212 | 0.214 | 0.152 | 0.186 | 0.221 | 0.255 | 0.29 | 0.01 | 0.012 | 0.013 | 0.015 | 0.017 | 0 | 0 | 0 | 0 | 0 | 0.073 | 0.08 | 0.087 | 0.094 | 0.101 | 0.07 | 0.077 | 0.084 | 0.091 | 0.099 | 0.36 | 0 | 0 | 0 | 0 | 0 | 0 | 0 | 0 | 0
Washington | 2.7223 | 5.128 | 1.107 |  | 11976 | 0.448 | 0.367 | 0.036 | 0.108 | 0.242 | 0.41431 | 37.4081 | 12075 | 12316 | 12562 | 12814 | 13070 | Beaufort | 0.476 | 0.485 | 0.495 | 0.505 | 0.515 | 0.352 | 0.359 | 0.367 | 0.374 | 0.382 | 0.032 | 0.034 | 0.035 | 0.037 | 0.039 | 0.112 | 0.114 | 0.117 | 0.119 | 0.121 | 0.257 | 0.262 | 0.267 | 0.272 | 0.278 | 0.293 | 0.303 | 0.314 | 0.325 | 0.336 | 0 | 0 | 0 | 0 | 0 | 0 | 0 | 0 | 0 | 0
Washington County Water System | 0.41267 | 1.08 | 0.0012603 |  | 6487 | 0.238 | 0.04 | 0 | 0.06 | 0.01 | 0.063406 | 36.6888 | 6453 | 6453 | 6453 | 6453 | 6453 | Washington | 0.388 | 0.388 | #N/A | 0.388 | 0.388 | 0.026 | 0.026 | 0.026 | 0.026 | 0.026 | 0 | 0 | 0 | 0 | 0 | 0.023 | 0.023 | 0.023 | 0.023 | 0.023 | 0.02 | 0.02 | 0.02 | 0.02 | 0.02 | 0.044 | 0.044 | 0.044 | 0.044 | 0.044 | 0 | 0 | 0 | 0 | 0 | 0 | 0 | 0 | 0 | 0
Water and Sewer Authority of Cabarrus | ERROR | 16.2 | 0 |  | 0 | 0 | 0 | 0 | 0 | 0 | #VALUE! | ERROR | 0 | 0 | 0 | 0 | 0 | Cabarrus | 0 | 0 | 0 | 0 | 0 | 0 | 0 | 0 | 0 | 0 | 0 | 0 | 0 | 0 | 0 | 0 | 0 | 0 | 0 | 0 | 0 | 0 | 0 | 0 | 0 | 0 | 0 | 0 | 0 | 0 | 0 | 0 | 0 | 0 | 0 | 0 | 0 | 0 | 0 | 0
Wayne Water District Purchase | ERROR | 0 | 0 |  | #N/A | 0 | 0 | 0 | 0 | 0 | #VALUE! | ERROR | 0 | 0 | 0 | 0 | 0 | Wayne | 0 | 0 | #N/A | 0 | 0 | 0 | 0 | 0 | 0 | 0 | 0 | 0 | 0 | 0 | 0 | 0 | 0 | 0 | 0 | 0 | 0 | 0 | 0 | 0 | 0 | 0 | 0 | 0 | 0 | 0 | 0 | 0 | 0 | 0 | 0 | 0 | 0 | 0 | 0 | 0
Wayne Water Districts | 3.8775 | 11.05 | 0.26607 |  | 46040 | 2.581 | 0.205 | 0.306 | 0 | 0.149 | 0.37043 | 56.0599 | 48865 | 57560 | 67803 | 79869 | 94081 | Wayne | 2.739 | 3.227 | #N/A | 4.477 | 5.274 | 0.218 | 0.256 | 0.302 | 0.356 | 0.419 | 0.325 | 0.383 | 0.451 | 0.531 | 0.625 | 0 | 0 | 0 | 0 | 0 | 0.158 | 0.186 | 0.219 | 0.258 | 0.304 | 0.451 | 0.531 | 0.626 | 0.737 | 0.868 | 1.935 | 0 | 0 | 0 | 0 | 0 | 0 | 0 | 0 | 0
Waynesville | 3.3983 | 10.5 | 0.499 |  | 17000 | 0.692 | 0.314 | 0.3 | 0 | 0.065 | 1.5283 | 40.7059 | 17350 | 19000 | 20800 | 22600 | 24500 | Haywood | 0.75 | 0.81 | 0.9 | 0.98 | 1.05 | 0.35 | 0.39 | 0.42 | 0.44 | 0.46 | 0.25 | 0.265 | 0.28 | 0.3 | 0.32 | 0 | 0 | 0 | 0 | 0 | 0.08 | 0.09 | 0.1 | 0.105 | 0.11 | 1.4 | 1.3 | 1.2 | 1.1 | 1 | 0 | 0 | 0 | 0 | 0 | 0 | 0 | 0 | 0 | 0
Weaverville | 0.61583 | 1.5 | 0 |  | 6535 | 0.396 | 0.071 | 0.047 | 0.031 | 0.035 | 0.035833 | 60.5968 | 7785 | 8011 | 9445 | 10545 | 12000 | Buncombe | 0.582 | 0.69 | 0.796 | 0.843 | 0.932 | 0.112 | 0.128 | 0.142 | 0.151 | 0.164 | 0.064 | 0.156 | 0.161 | 0.164 | 0.164 | 0.036 | 0.038 | 0.046 | 0.054 | 0.058 | 0.043 | 0.055 | 0.063 | 0.07 | 0.082 | 0.045 | 0.056 | 0.064 | 0.07 | 0.08 | 0 | 0 | 0 | 0 | 0 | 0 | 0 | 0 | 0 | 0
Weldon | 1.3284 | 14 | 1.0503 |  | 1650 | 0.055 | 0.098 | 0.04 | 0.014 | 0.01 | 0.061148 | 33.3333 | 1688 | 1722 | 1756 | 1791 | 1827 | Halifax | 0.075 | 0.076 | 0.078 | 0.079 | 0.081 | 0.102 | 0.104 | 0.106 | 0.108 | 0.111 | 0.002 | 0.002 | 0.002 | 0.002 | 0.002 | 0.002 | 0.002 | 0.002 | 0.002 | 0.002 | 0.01 | 0.01 | 0.01 | 0.01 | 0.01 | 0.076 | 0.078 | 0.079 | 0.081 | 0.083 | 1 | 0 | 0 | 0 | 0 | 1.4 | 0 | 0 | 0 | 0
West Carteret Water Corporation | 1.018 | 2.462 | 0 |  | 14808 | 0.645 | 0.096 | 0 | 0.08 | 0.218 | -0.021 | 43.5575 | 15310 | 18060 | 20810 | 23560 | 26310 | Carteret | 0.74 | 0.814 | 0.895 | 0.984 | 1.08 | 0.106 | 0.116 | 0.127 | 0.14 | 0.154 | 0 | 0 | 0 | 0 | 0 | 0.085 | 0.09 | 0.095 | 0.1 | 0.105 | 0.141 | 0.151 | 0.161 | 0.171 | 0.181 | 0.106 | 0.123 | 0.139 | 0.155 | 0.171 | 0.524 | 0 | 0 | 0 | 0 | 0 | 0 | 0 | 0 | 0
West Iredell Water Company | 0.37458 | 1.2 | 0 |  | 5580 | 0.255 | 0.012 | 0.015 | 0.022 | 0.007 | 0.063583 | 45.6989 | 6426 | 7711 | 9253 | 11104 | 13325 | Iredell | 0.312 | 0.368 | 0.434 | 0.512 | 0.604 | 0.007 | 0.008 | 0.009 | 0.011 | 0.013 | 0.007 | 0.008 | 0.009 | 0.011 | 0.013 | 0.018 | 0.021 | 0.025 | 0.03 | 0.035 | 0.003 | 0.003 | 0.004 | 0.004 | 0.004 | 0.055 | 0.065 | 0.077 | 0.091 | 0.107 | 0 | 0 | 0 | 0 | 0 | 0 | 0 | 0 | 0 | 0
West Jefferson | 0.17958 | 0.655 | 0 |  | 1170 | 0.032 | 0.07 | 0.023 | 0.021 | 0.015 | 0.018583 | 27.3504 | 1205 | 1240 | 1277 | 1315 | 1355 | Ashe | 0.04 | 0.041 | 0.041 | 0.042 | 0.043 | 0.065 | 0.066 | 0.068 | 0.07 | 0.072 | 0.02 | 0.021 | 0.022 | 0.022 | 0.023 | 0.021 | 0.022 | 0.022 | 0.023 | 0.023 | 0.012 | 0.012 | 0.013 | 0.013 | 0.013 | 0.046 | 0.048 | 0.05 | 0.051 | 0.053 | 0 | 0 | 0 | 0 | 0 | 0 | 0 | 0 | 0 | 0
West Wilkes Water Association | 0.88333 | 2.17 | 0.075205 |  | 12017 | 0.554 | 0.082 | 0 | 0.019 | 0.016 | 0.13713 | 46.1014 | 12498 | 12623 | 12749 | 12877 | 13005 | Wilkes | 0.576 | 0.581 | 0.586 | 0.591 | 0.596 | 0.086 | 0.087 | 0.088 | 0.089 | 0.09 | 0 | 0 | 0 | 0 | 0 | 0.02 | 0.02 | 0.02 | 0.02 | 0.02 | 0.016 | 0.016 | 0.016 | 0.016 | 0.016 | 0.145 | 0.146 | 0.147 | 0.148 | 0.15 | 0 | 0 | 0 | 0 | 0 | 0 | 0 | 0 | 0 | 0
Western Carolina University | 0.29183 | 1 | 0 |  | 9200 | 0 | 0 | 0 | 0.257 | 0.003 | 0.031833 | 0 | 12503 | 13753 | 15128 | 16641 | 16641 | Jackson | 0 | 0 | 0 | 0 | 0 | 0 | 0 | 0 | 0 | 0 | 0 | 0 | 0 | 0 | 0 | 0.562 | 0.62 | 0.68 | 0.75 | 0.75 | 0.025 | 0.027 | 0.03 | 0.033 | 0.033 | 0.07 | 0.077 | 0.085 | 0.093 | 0.093 | 0 | 0 | 0 | 0 | 0 | 0 | 0 | 0 | 0 | 0
Whispering Pines | 0.32575 | 0.35 | 0 |  | 3829 | 0.245 | 0.006 | 0 | 0 | 0.03 | 0.04475 | 63.9854 | 3880 | 3880 | 3880 | 3880 | 3880 | Moore | 0.221 | 0.221 | 0.221 | 0.221 | 0.221 | 0.006 | 0.006 | 0.006 | 0.006 | 0.006 | 0 | 0 | 0 | 0 | 0 | 0 | 0 | 0 | 0 | 0 | 0.02 | 0.02 | 0.02 | 0.02 | 0.02 | 0.04 | 0.04 | 0.04 | 0.04 | 0.04 | 0.025 | 0 | 0 | 0 | 0 | 0 | 0 | 0 | 0 | 0
Whitakers | 0.04375 | 0.1 | 0 |  | 815 | 0.03 | 0.002 | 0 | 0.002 | 0.005 | 0.00475 | 36.8098 | 818 | 834 | 851 | 868 | 878 | Edgecombe | 0.036 | 0.039 | 0.042 | 0.045 | 0.045 | 0.003 | 0.003 | 0.004 | 0.004 | 0.004 | 0 | 0 | 0 | 0 | 0 | 0.003 | 0.003 | 0.004 | 0.004 | 0.004 | 0.002 | 0.003 | 0.003 | 0.003 | 0.004 | 0.008 | 0.008 | 0.009 | 0.01 | 0.01 | 0 | 0 | 0 | 0 | 0 | 0 | 0 | 0 | 0 | 0
White Lake | 0.201 | 0.95 | 0 |  | 853 | 0.143 | 0.035 | 0 | 0.009 | 0.002 | 0.012 | 167.6436 | 1000 | 1010 | 1015 | 1015 | 1015 | Bladen | 0.1 | 0.1 | 0.1 | 0.1 | 0.1 | 0.035 | 0.035 | 0.035 | 0.035 | 0.035 | 0 | 0 | 0 | 0 | 0 | 0.009 | 0.009 | 0.009 | 0.009 | 0.009 | 0.009 | 0.009 | 0.009 | 0.009 | 0.009 | 0.009 | 0.009 | 0.009 | 0.009 | 0.009 | 0 | 0 | 0 | 0 | 0 | 0 | 0 | 0 | 0 | 0
Whiteville | 1.0473 | 2.419 | 0.0023233 |  | 5408 | 0.249 | 0.41 | 0.002 | 0.159 | 0.074 | 0.15093 | 46.0429 | 5462 | 5516 | 5571 | 5626 | 5682 | Columbus | 0.251 | 0.254 | 0.257 | 0.26 | 0.263 | 0.414 | 0.418 | 0.422 | 0.426 | 0.43 | 0.002 | 0.002 | 0.002 | 0.002 | 0.003 | 0.043 | 0.044 | 0.045 | 0.046 | 0.047 | 0.069 | 0.071 | 0.073 | 0.075 | 0.077 | 0.125 | 0.129 | 0.132 | 0.137 | 0.141 | 0 | 0 | 0 | 0 | 0 | 0 | 0 | 0 | 0 | 0
Whittier SD | 0.02375 | 0.072 | 0.01 |  | 225 | 0.01 | 0.005 | 0.005 | 0.01 | 0 | -0.01625 | 44.4444 | 120 | 125 | 130 | 130 | 135 | Swain | 0.005 | 0.006 | 0.007 | 0.008 | 0 | 0 | 0 | 0 | 0 | 0 | 0 | 0 | 0 | 0 | 0 | 0 | 0 | 0 | 0 | 0 | 0 | 0 | 0 | 0 | 0 | -0.004 | -0.005 | -0.005 | -0.006 | 0 | 0 | 0 | 0 | 0 | 0 | 0 | 0 | 0 | 0 | 0
Wilkesboro | 4.5611 | 16 | 0.77713 |  | 3413 | 0.164 | 0.17 | 2.648 | 0.366 | 0.12 | 0.31595 | 48.0516 | 3828 | 4211 | 4632 | 5095 | 5605 | Wilkes | 0.214 | 0.236 | 0.259 | 0.285 | 0.314 | 0.263 | 0.289 | 0.318 | 0.35 | 0.385 | 2.73 | 2.867 | 3.01 | 3.161 | 3.319 | 0.297 | 0.312 | 0.327 | 0.343 | 0.36 | 0.11 | 0.115 | 0.12 | 0.125 | 0.13 | 0.446 | 0.473 | 0.501 | 0.532 | 0.564 | 0 | 0 | 0 | 0 | 0 | 0 | 0 | 0 | 0 | 0
Williamston | 0.67008 | 2.13 | 0 |  | 8260 | 0.309 | 0.143 | 0.098 | 0.028 | 0.012 | 0.080083 | 37.4092 | 8300 | 8600 | 8800 | 9000 | 9200 | Martin | 0.42 | 0.425 | 0.43 | 0.44 | 0.45 | 0.185 | 0.19 | 0.195 | 0.2 | 0.205 | 0.095 | 0.095 | 0.1 | 0.1 | 0.105 | 0.03 | 0.035 | 0.035 | 0.04 | 0.045 | 0.005 | 0.005 | 0.006 | 0.007 | 0.014 | 0.1 | 0.102 | 0.104 | 0.107 | 0.111 | 0 | 0 | 0 | 0 | 0 | 0 | 0 | 0 | 0 | 0
Wilson | 8.6927 | 28.9 | 0.21274 |  | 52500 | 2.583 | 1.036 | 1.512 | 0.365 | 1.792 | 1.1919 | 49.2 | 54000 | 58000 | 62000 | 67000 | 72000 | Wilson | 2.635 | 2.767 | #N/A | 3.05 | 3.202 | 1.057 | 1.11 | 1.166 | 1.224 | 1.285 | 1.542 | 1.619 | 1.7 | 1.785 | 1.874 | 0.372 | 0.391 | 0.411 | 0.432 | 0.454 | 1.828 | 1.919 | 2.015 | 2.069 | 2.172 | 1.202 | 1.238 | 1.275 | 1.313 | 1.352 | 0 | 0 | 0 | 0 | 0 | 0 | 0 | 0 | 0 | 0
Wilson County SEWD | 0.21575 | 0.25 | 0.0037178 |  | 3694 | 0.166 | 0.012 | 0 | 0.004 | 0.007 | 0.023032 | 44.9377 | 3811 | 4122 | 4458 | 4822 | 5215 | Wilson | 0.172 | 0.186 | #N/A | 0.217 | 0.235 | 0.012 | 0.013 | 0.014 | 0.015 | 0.016 | 0 | 0 | 0 | 0 | 0 | 0.004 | 0.004 | 0.005 | 0.005 | 0.006 | 0.007 | 0.008 | 0.008 | 0.009 | 0.01 | 0.025 | 0.025 | 0.025 | 0.025 | 0.025 | 0.161 | 0 | 0 | 0 | 0 | 0 | 0 | 0 | 0 | 0
Wilson County SWWD | 0.3655 | 0.55 | 0.053 |  | 4280 | 0.182 | 0.013 | 0.002 | 0.002 | 0.025 | 0.0885 | 42.5234 | 4419 | 4780 | 5170 | 5592 | 6048 | Wilson | 0.188 | 0.203 | #N/A | 0.238 | 0.257 | 0.014 | 0.015 | 0.016 | 0.017 | 0.019 | 0.002 | 0.002 | 0.002 | 0.003 | 0.003 | 0.002 | 0.002 | 0.002 | 0.002 | 0.002 | 0.023 | 0.025 | 0.027 | 0.029 | 0.031 | 0.054 | 0.054 | 0.054 | 0.054 | 0.054 | 0 | 0 | 0 | 0 | 0 | 0.036 | 0 | -0.036 | 0 | 0
Windsor | 0.28042 | 0.958 | 0 |  | 2800 | 0.105 | 0.061 | 0.016 | 0.054 | 0.023 | 0.021417 | 37.5 | 2850 | 2900 | 2950 | 3000 | 3000 | Bertie | 0.144 | 0.146 | 0.149 | 0.151 | 0.153 | 0.043 | 0.043 | 0.044 | 0.045 | 0.045 | 0.014 | 0.014 | 0.014 | 0.014 | 0.014 | 0.078 | 0.078 | 0.08 | 0.081 | 0.082 | 0.003 | 0.003 | 0.003 | 0.003 | 0.003 | 0.027 | 0.027 | 0.028 | 0.028 | 0.028 | 0 | 0 | 0 | 0 | 0 | 0 | 0 | 0 | 0 | 0
Wingate | 0.33417 | 0.7 | 0 |  | 3500 | 0.105 | 0.026 | 0.02 | 0.113 | 0.04 | 0.030167 | 30 | 6382 | 8288 | 11362 | 15576 | 21353 | Union | 0.174 | 0.231 | 0.316 | 0.434 | 0.595 | 0.03 | 0.04 | 0.05 | 0.074 | 0.102 | 0.018 | 0.024 | 0.033 | 0.046 | 0.063 | 0.145 | 0.191 | 0.262 | 0.36 | 0.493 | 0.007 | 0.009 | 0.013 | 0.018 | 0.024 | 0.028 | 0.038 | 0.052 | 0.071 | 0.097 | 0 | 0 | 0 | 0 | 0 | 0 | 0 | 0 | 0 | 0
Winterville, Town of | 0.5725 | 1.212 | 0 |  | 9465 | 0.468 | 0.078 | 0.006 | 0 | 0.01 | 0.0105 | 49.4453 | 10500 | 15000 | 15000 | 15000 | 15000 | Pitt | 0.54 | 0.7 | #N/A | 0.725 | 0.725 | 0.094 | 0.117 | 0.127 | 0.127 | 0.127 | 0.006 | 0.006 | 0.006 | 0.006 | 0.006 | 0 | 0 | 0 | 0 | 0 | 0.01 | 0.016 | 0.016 | 0.016 | 0.016 | 0.035 | 0.05 | 0.05 | 0.05 | 0.05 | 0.4 | 0 | 0 | 0 | 0 | 0.029 | 0 | 0 | 0 | 0
Winton | 0.078833 | 0.742 | 0 |  | 756 | 0.041 | 0.003 | 0.005 | 0.008 | 0 | 0.021833 | 54.2328 | 758 | 762 | 766 | 770 | 770 | Hertford | 0.08 | 0.08 | 0.08 | 0.08 | 0.08 | 0.006 | 0.006 | 0.006 | 0.006 | 0.006 | 0.002 | 0.002 | 0.002 | 0.002 | 0.002 | 0.01 | 0.01 | 0.01 | 0.01 | 0.01 | 0.005 | 0.005 | 0.005 | 0.005 | 0.005 | 0.015 | 0.015 | 0.015 | 0.015 | 0.015 | 0 | 0 | 0 | 0 | 0 | 0 | 0 | 0 | 0 | 0
Woodfin Sanitary Water and Sewer District | 1.032 | 3 | 0 |  | 9000 | 0.685 | 0.125 | 0.03 | 0.04 | 0.035 | 0.117 | 76.1111 | 10000 | 11000 | 12000 | 13000 | 14000 | Buncombe | 0.72 | 0.77 | 0.82 | 0.87 | 0.92 | 0.12 | 0.125 | 0.125 | 0.125 | 0.13 | 0.03 | 0.03 | 0.03 | 0.03 | 0.03 | 0.04 | 0.04 | 0.04 | 0.04 | 0.04 | 0.039 | 0.042 | 0.045 | 0.045 | 0.045 | 0.067 | 0.071 | 0.075 | 0.078 | 0.082 | 0 | 0 | 0 | 0 | 0 | 0 | 0 | 0 | 0 | 0
Woodland | 0.0725 | 0.162 | 0 |  | 767 | 0.05 | 0.003 | 0 | 0.001 | 0.001 | 0.0175 | 65.189 | 800 | 800 | 800 | 800 | 800 | Northampton | 0.055 | 0.055 | 0.055 | 0.055 | 0.055 | 0.003 | 0.003 | 0.003 | 0.003 | 0.003 | 0.001 | 0.001 | 0.001 | 0.001 | 0.001 | 0.001 | 0.001 | 0.001 | 0.001 | 0.001 | 0.001 | 0.001 | 0.001 | 0.001 | 0.001 | 0.008 | 0.008 | 0.008 | 0.008 | 0.008 | 0.1 | 0 | 0 | 0 | 0 | 0 | 0 | 0 | 0 | 0
Wrightsville Beach | 0.831 | 1.718 | 0 |  | 2500 | 0.551 | 0.12 | 0 | 0.005 | 0.072 | 0.083 | 220.4 | 2500 | 2500 | 2500 | 2500 | 2500 | New Hanover | 0.35 | 0.35 | 0.35 | 0.35 | 0.35 | 0.12 | 0.12 | 0.12 | 0.12 | 0.12 | 0 | 0 | 0 | 0 | 0 | 0.001 | 0.001 | 0.001 | 0.001 | 0.001 | 0.001 | 0.001 | 0.001 | 0.001 | 0.001 | 0.01 | 0.005 | 0.005 | 0.005 | 0.005 | 0 | 0 | 0 | 0 | 0 | 0 | 0 | 0 | 0 | 0
Yadkin County - East Bend | ERROR | 0 | 0 |  | #N/A | 0 | 0 | 0 | 0 | 0 | #VALUE! | ERROR | 0 | 0 | 0 | 0 | 0 | Yadkin | 0 | 0 | #N/A | 0 | 0 | 0 | 0 | 0 | 0 | 0 | 0 | 0 | 0 | 0 | 0 | 0 | 0 | 0 | 0 | 0 | 0 | 0 | 0 | 0 | 0 | 0 | 0 | 0 | 0 | 0 | 0 | 0 | 0 | 0 | 0 | 0 | 0 | 0 | 0 | 0
Yadkin County - Hwy 21 | 0.039 | 0.2 | 0 |  | 100 | 0.003 | 0.001 | 0.004 | 0.004 | 0.025 | 0.002 | 30 | 220 | 240 | 260 | 280 | 300 | Yadkin | 0.008 | 0.009 | #N/A | 0.011 | 0.012 | 0.003 | 0.003 | 0.004 | 0.004 | 0.005 | 0.01 | 0.012 | 0.013 | 0.014 | 0.015 | 0.005 | 0.005 | 0.005 | 0.006 | 0.006 | 0.005 | 0.005 | 0.005 | 0.005 | 0.005 | 0.012 | 0.013 | 0.015 | 0.016 | 0.017 | 0 | 0 | 0 | 0 | 0 | 0 | 0 | 0 | 0 | 0
Yadkinville | 0.78117 | 1.7 | 0 |  | 2962 | 0.158 | 0.095 | 0.29 | 0.059 | 0.045 | 0.13417 | 53.3423 | 4000 | 4200 | 4400 | 4600 | 4800 | Yadkin | 0.163 | 0.172 | 0.18 | 0.189 | 0.197 | 0.1 | 0.11 | 0.12 | 0.13 | 0.14 | 0.334 | 0.369 | 0.407 | 0.45 | 0.5 | 0.1 | 0.11 | 0.12 | 0.13 | 0.14 | 0.011 | 0.012 | 0.013 | 0.014 | 0.015 | 0.137 | 0.15 | 0.163 | 0.177 | 0.192 | 0 | 0 | 0 | 0 | 0 | 0 | 0 | 0 | 0 | 0
Yanceyville | 0.33892 | 6.3 | 0 |  | 2605 | 0.219 | 0.102 | 0.002 | 0.01 | 0.005 | 0.00091667 | 84.0691 | 3556 | 4335 | 5000 | 6000 | 7200 | Caswell | 0.392 | 0.499 | 0.597 | 0.685 | 0.759 | 0.19 | 0.218 | 0.239 | 0.276 | 0.301 | 0.043 | 0.071 | 0.048 | 0.065 | 0.097 | 0.079 | 0.131 | 0.162 | 0.191 | 0.207 | 0.072 | 0.099 | 0.138 | 0.168 | 0.203 | 0.019 | 0.025 | 0.029 | 0.034 | 0.038 | 0 | 0 | 0 | 0 | 0 | 0 | 0 | 0 | 0 | 0
0 | #N/A | #N/A | #N/A |  | #N/A | #N/A | #N/A | #N/A | #N/A | #N/A | #N/A | #N/A | #N/A | #N/A | #N/A | #N/A | #N/A | #N/A | #N/A | #N/A | #N/A | #N/A | #N/A | #N/A | #N/A | #N/A | #N/A | #N/A | #N/A | #N/A | #N/A | #N/A | #N/A | #N/A | #N/A | #N/A | #N/A | #N/A | #N/A | #N/A | #N/A | #N/A | #N/A | #N/A | #N/A | #N/A | #N/A | #N/A | #N/A | #N/A | #N/A | #N/A | #N/A | #N/A | #N/A | #N/A | #N/A | #N/A
0 | #N/A | #N/A | #N/A |  | #N/A | #N/A | #N/A | #N/A | #N/A | #N/A | #N/A | #N/A | #N/A | #N/A | #N/A | #N/A | #N/A | #N/A | #N/A | #N/A | #N/A | #N/A | #N/A | #N/A | #N/A | #N/A | #N/A | #N/A | #N/A | #N/A | #N/A | #N/A | #N/A | #N/A | #N/A | #N/A | #N/A | #N/A | #N/A | #N/A | #N/A | #N/A | #N/A | #N/A | #N/A | #N/A | #N/A | #N/A | #N/A | #N/A | #N/A | #N/A | #N/A | #N/A | #N/A | #N/A | #N/A | #N/A
0 | #N/A | #N/A | #N/A |  | #N/A | #N/A | #N/A | #N/A | #N/A | #N/A | #N/A | #N/A | #N/A | #N/A | #N/A | #N/A | #N/A | #N/A | #N/A | #N/A | #N/A | #N/A | #N/A | #N/A | #N/A | #N/A | #N/A | #N/A | #N/A | #N/A | #N/A | #N/A | #N/A | #N/A | #N/A | #N/A | #N/A | #N/A | #N/A | #N/A | #N/A | #N/A | #N/A | #N/A | #N/A | #N/A | #N/A | #N/A | #N/A | #N/A | #N/A | #N/A | #N/A | #N/A | #N/A | #N/A | #N/A | #N/A
0 | #N/A | #N/A | #N/A |  | #N/A | #N/A | #N/A | #N/A | #N/A | #N/A | #N/A | #N/A | #N/A | #N/A | #N/A | #N/A | #N/A | #N/A | #N/A | #N/A | #N/A | #N/A | #N/A | #N/A | #N/A | #N/A | #N/A | #N/A | #N/A | #N/A | #N/A | #N/A | #N/A | #N/A | #N/A | #N/A | #N/A | #N/A | #N/A | #N/A | #N/A | #N/A | #N/A | #N/A | #N/A | #N/A | #N/A | #N/A | #N/A | #N/A | #N/A | #N/A | #N/A | #N/A | #N/A | #N/A | #N/A | #N/A
0 | #N/A | #N/A | #N/A |  | #N/A | #N/A | #N/A | #N/A | #N/A | #N/A | #N/A | #N/A | #N/A | #N/A | #N/A | #N/A | #N/A | #N/A | #N/A | #N/A | #N/A | #N/A | #N/A | #N/A | #N/A | #N/A | #N/A | #N/A | #N/A | #N/A | #N/A | #N/A | #N/A | #N/A | #N/A | #N/A | #N/A | #N/A | #N/A | #N/A | #N/A | #N/A | #N/A | #N/A | #N/A | #N/A | #N/A | #N/A | #N/A | #N/A | #N/A | #N/A | #N/A | #N/A | #N/A | #N/A | #N/A | #N/A
0 | #N/A | #N/A | #N/A |  | #N/A | #N/A | #N/A | #N/A | #N/A | #N/A | #N/A | #N/A | #N/A | #N/A | #N/A | #N/A | #N/A | #N/A | #N/A | #N/A | #N/A | #N/A | #N/A | #N/A | #N/A | #N/A | #N/A | #N/A | #N/A | #N/A | #N/A | #N/A | #N/A | #N/A | #N/A | #N/A | #N/A | #N/A | #N/A | #N/A | #N/A | #N/A | #N/A | #N/A | #N/A | #N/A | #N/A | #N/A | #N/A | #N/A | #N/A | #N/A | #N/A | #N/A | #N/A | #N/A | #N/A | #N/A
0 | #N/A | #N/A | #N/A |  | #N/A | #N/A | #N/A | #N/A | #N/A | #N/A | #N/A | #N/A | #N/A | #N/A | #N/A | #N/A | #N/A | #N/A | #N/A | #N/A | #N/A | #N/A | #N/A | #N/A | #N/A | #N/A | #N/A | #N/A | #N/A | #N/A | #N/A | #N/A | #N/A | #N/A | #N/A | #N/A | #N/A | #N/A | #N/A | #N/A | #N/A | #N/A | #N/A | #N/A | #N/A | #N/A | #N/A | #N/A | #N/A | #N/A | #N/A | #N/A | #N/A | #N/A | #N/A | #N/A | #N/A | #N/A
0 | #N/A | #N/A | #N/A |  | #N/A | #N/A | #N/A | #N/A | #N/A | #N/A | #N/A | #N/A | #N/A | #N/A | #N/A | #N/A | #N/A | #N/A | #N/A | #N/A | #N/A | #N/A | #N/A | #N/A | #N/A | #N/A | #N/A | #N/A | #N/A | #N/A | #N/A | #N/A | #N/A | #N/A | #N/A | #N/A | #N/A | #N/A | #N/A | #N/A | #N/A | #N/A | #N/A | #N/A | #N/A | #N/A | #N/A | #N/A | #N/A | #N/A | #N/A | #N/A | #N/A | #N/A | #N/A | #N/A | #N/A | #N/A
0 | #N/A | #N/A | #N/A |  | #N/A | #N/A | #N/A | #N/A | #N/A | #N/A | #N/A | #N/A | #N/A | #N/A | #N/A | #N/A | #N/A | #N/A | #N/A | #N/A | #N/A | #N/A | #N/A | #N/A | #N/A | #N/A | #N/A | #N/A | #N/A | #N/A | #N/A | #N/A | #N/A | #N/A | #N/A | #N/A | #N/A | #N/A | #N/A | #N/A | #N/A | #N/A | #N/A | #N/A | #N/A | #N/A | #N/A | #N/A | #N/A | #N/A | #N/A | #N/A | #N/A | #N/A | #N/A | #N/A | #N/A | #N/A
0 | #N/A | #N/A | #N/A |  | #N/A | #N/A | #N/A | #N/A | #N/A | #N/A | #N/A | #N/A | #N/A | #N/A | #N/A | #N/A | #N/A | #N/A | #N/A | #N/A | #N/A | #N/A | #N/A | #N/A | #N/A | #N/A | #N/A | #N/A | #N/A | #N/A | #N/A | #N/A | #N/A | #N/A | #N/A | #N/A | #N/A | #N/A | #N/A | #N/A | #N/A | #N/A | #N/A | #N/A | #N/A | #N/A | #N/A | #N/A | #N/A | #N/A | #N/A | #N/A | #N/A | #N/A | #N/A | #N/A | #N/A | #N/A
0 | #N/A | #N/A | #N/A |  | #N/A | #N/A | #N/A | #N/A | #N/A | #N/A | #N/A | #N/A | #N/A | #N/A | #N/A | #N/A | #N/A | #N/A | #N/A | #N/A | #N/A | #N/A | #N/A | #N/A | #N/A | #N/A | #N/A | #N/A | #N/A | #N/A | #N/A | #N/A | #N/A | #N/A | #N/A | #N/A | #N/A | #N/A | #N/A | #N/A | #N/A | #N/A | #N/A | #N/A | #N/A | #N/A | #N/A | #N/A | #N/A | #N/A | #N/A | #N/A | #N/A | #N/A | #N/A | #N/A | #N/A | #N/A
0 | #N/A | #N/A | #N/A |  | #N/A | #N/A | #N/A | #N/A | #N/A | #N/A | #N/A | #N/A | #N/A | #N/A | #N/A | #N/A | #N/A | #N/A | #N/A | #N/A | #N/A | #N/A | #N/A | #N/A | #N/A | #N/A | #N/A | #N/A | #N/A | #N/A | #N/A | #N/A | #N/A | #N/A | #N/A | #N/A | #N/A | #N/A | #N/A | #N/A | #N/A | #N/A | #N/A | #N/A | #N/A | #N/A | #N/A | #N/A | #N/A | #N/A | #N/A | #N/A | #N/A | #N/A | #N/A | #N/A | #N/A | #N/A
0 | #N/A | #N/A | #N/A |  | #N/A | #N/A | #N/A | #N/A | #N/A | #N/A | #N/A | #N/A | #N/A | #N/A | #N/A | #N/A | #N/A | #N/A | #N/A | #N/A | #N/A | #N/A | #N/A | #N/A | #N/A | #N/A | #N/A | #N/A | #N/A | #N/A | #N/A | #N/A | #N/A | #N/A | #N/A | #N/A | #N/A | #N/A | #N/A | #N/A | #N/A | #N/A | #N/A | #N/A | #N/A | #N/A | #N/A | #N/A | #N/A | #N/A | #N/A | #N/A | #N/A | #N/A | #N/A | #N/A | #N/A | #N/A
0 | #N/A | #N/A | #N/A |  | #N/A | #N/A | #N/A | #N/A | #N/A | #N/A | #N/A | #N/A | #N/A | #N/A | #N/A | #N/A | #N/A | #N/A | #N/A | #N/A | #N/A | #N/A | #N/A | #N/A | #N/A | #N/A | #N/A | #N/A | #N/A | #N/A | #N/A | #N/A | #N/A | #N/A | #N/A | #N/A | #N/A | #N/A | #N/A | #N/A | #N/A | #N/A | #N/A | #N/A | #N/A | #N/A | #N/A | #N/A | #N/A | #N/A | #N/A | #N/A | #N/A | #N/A | #N/A | #N/A | #N/A | #N/A
0 | #N/A | #N/A | #N/A |  | #N/A | #N/A | #N/A | #N/A | #N/A | #N/A | #N/A | #N/A | #N/A | #N/A | #N/A | #N/A | #N/A | #N/A | #N/A | #N/A | #N/A | #N/A | #N/A | #N/A | #N/A | #N/A | #N/A | #N/A | #N/A | #N/A | #N/A | #N/A | #N/A | #N/A | #N/A | #N/A | #N/A | #N/A | #N/A | #N/A | #N/A | #N/A | #N/A | #N/A | #N/A | #N/A | #N/A | #N/A | #N/A | #N/A | #N/A | #N/A | #N/A | #N/A | #N/A | #N/A | #N/A | #N/A
0 | #N/A | #N/A | #N/A |  | #N/A | #N/A | #N/A | #N/A | #N/A | #N/A | #N/A | #N/A | #N/A | #N/A | #N/A | #N/A | #N/A | #N/A | #N/A | #N/A | #N/A | #N/A | #N/A | #N/A | #N/A | #N/A | #N/A | #N/A | #N/A | #N/A | #N/A | #N/A | #N/A | #N/A | #N/A | #N/A | #N/A | #N/A | #N/A | #N/A | #N/A | #N/A | #N/A | #N/A | #N/A | #N/A | #N/A | #N/A | #N/A | #N/A | #N/A | #N/A | #N/A | #N/A | #N/A | #N/A | #N/A | #N/A
0 | #N/A | #N/A | #N/A |  | #N/A | #N/A | #N/A | #N/A | #N/A | #N/A | #N/A | #N/A | #N/A | #N/A | #N/A | #N/A | #N/A | #N/A | #N/A | #N/A | #N/A | #N/A | #N/A | #N/A | #N/A | #N/A | #N/A | #N/A | #N/A | #N/A | #N/A | #N/A | #N/A | #N/A | #N/A | #N/A | #N/A | #N/A | #N/A | #N/A | #N/A | #N/A | #N/A | #N/A | #N/A | #N/A | #N/A | #N/A | #N/A | #N/A | #N/A | #N/A | #N/A | #N/A | #N/A | #N/A | #N/A | #N/A

## Master Data Set 2015 (hidden)
Projection Period Begin Yr (e.g. 2020, 2030, etc) = | 2020 | Historical End Year (i.e. reporting year) = | 2015 | Historical Begin Year = | 2010
Name | Water Withdrawn/Purchased | Available Supply | Water Sold | Pop - Begin Year | Pop - End Year | Demand-Res | Demand-Comm | Demand-Ind | Demand-Inst | Demand-Sys Proc | Demand-UAFW | GPCD-Res | Population2020 | Population2030 | Population2040 | Population2050 | Population2060 | County | Residential2020 | Residential2030 | Residential2040 | Residential2050 | Residential2060 | Commercial2020 | Commercial2030 | Commercial2040 | Commercial2050 | Commercial2060 | Industrial2020 | Industrial2030 | Industrial2040 | Industrial2050 | Industrial2060 | Institutional2020 | Institutional2030 | Institutional2040 | Institutional2050 | Institutional2060 | System Process2020 | System Process2030 | System Process2040 | System Process2050 | System Process2060 | UAFW2020 | UAFW2030 | UAFW2040 | UAFW2050 | UAFW2060 | 2020Future Supplies | 2030Future Supplies | 2040Future Supplies | 2050Future Supplies | 2060Future Supplies | 2020Projected Sales | 2030Projected Sales | 2040Projected Sales | 2050Projected Sales | 2060Projected Sales
AAA-1 Water Authority (test) | ERROR | 0 | 0 |  | #N/A | 0 | 0 | 0 | 0 | 0 | #VALUE! | ERROR | 0 | 0 | 0 | 0 | 0 | Alamance | 0 | 0 | 0 | 0 | 0 | 0 | 0 | 0 | 0 | 0 | 0 | 0 | 0 | 0 | 0 | 0 | 0 | 0 | 0 | 0 | 0 | 0 | 0 | 0 | 0 | 0 | 0 | 0 | 0 | 0 | 0 | 0 | 0 | 0 | 0 | 0 | 0 | 0 | 0 | 0
Aberdeen | 1.3077 | 1.783 | 0.458 |  | 7300 | 0.533 | 0.17 | 0.02 | 0.037 | 0 | 0.089667 | 73.0137 | 7840 | 8782 | 9835 | 11015 | 13219 | Moore | 0.585 | 0.655 | 0.733 | 0.821 | 903 | 0.23 | 0.344 | 0.53 | 818 | 1.749 | 0.154 | 0.198 | 0.215 | 0.331 | 0.331 | 0.061 | 0.066 | 0.069 | 0.078 | 0.083 | 0.023 | 0.032 | 0.036 | 0.047 | 0.055 | 0.147 | 0.18 | 0.229 | 0.291 | 0.361 | 0.748 | 0 | 0 | 0 | 0 | 0 | 0 | 0 | 0 | 0
Ahoskie | ERROR | 0 | 0 |  | #N/A | 0 | 0 | 0 | 0 | 0 | #VALUE! | ERROR | 0 | 0 | 0 | 0 | 0 | Hertford | 0 | 0 | 0 | 0 | 0 | 0 | 0 | 0 | 0 | 0 | 0 | 0 | 0 | 0 | 0 | 0 | 0 | 0 | 0 | 0 | 0 | 0 | 0 | 0 | 0 | 0 | 0 | 0 | 0 | 0 | 0 | 0 | 0 | 0 | 0 | 0 | 0 | 0 | 0 | 0
Alamance | 0.078083 | 0.5 | 0 |  | 1000 | 0.046 | 0.001 | 0.001 | 0.004 | 0 | 0.026083 | 46 | 1100 | 1200 | 1320 | 1450 | 1600 | Alamance | 0.063 | 0.068 | 0.075 | 0.083 | 0.091 | 0.003 | 0.004 | 0.004 | 0.005 | 0.005 | 0.003 | 0.003 | 0.003 | 0.004 | 0.004 | 0.005 | 0.005 | 0.006 | 0.006 | 0.006 | 0 | 0 | 0 | 0 | 0 | 0.003 | 0.003 | 0.004 | 0.004 | 0.004 | 0 | 0 | 0 | 0 | 0 | 0 | 0 | 0 | 0 | 0
Albemarle | 6.145 | 18 | 2.062 |  | 16000 | 0.85 | 1 | 1.2 | 0.05 | 0.3 | 0.68303 | 53.125 | 17000 | 19000 | 21000 | 23000 | 25000 | Stanly | 0.9 | 1 | 1.1 | 1.2 | 1.4 | 0.99 | 1.1 | 1.2 | 1.4 | 1.5 | 1.36 | 1.5 | 1.7 | 1.9 | 2.1 | 0.06 | 0.07 | 0.08 | 0.09 | 0.1 | 0.36 | 0.39 | 0.43 | 0.47 | 0.51 | 0.478 | 0.529 | 0.588 | 0.659 | 0.731 | 0 | 0 | 0 | 0 | 0 | 0 | 0 | 0 | 0 | 0
ALBERTSON WSD | ERROR | 0 | 0 |  | #N/A | 0 | 0 | 0 | 0 | 0 | #VALUE! | ERROR | 0 | 0 | 0 | 0 | 0 | Duplin | 0 | 0 | 0 | 0 | 0 | 0 | 0 | 0 | 0 | 0 | 0 | 0 | 0 | 0 | 0 | 0 | 0 | 0 | 0 | 0 | 0 | 0 | 0 | 0 | 0 | 0 | 0 | 0 | 0 | 0 | 0 | 0 | 0 | 0 | 0 | 0 | 0 | 0 | 0 | 0
Alexander County WD | 0.85467 | 2 | 0.001 |  | 11478 | 0.623 | 0.232 | 0 | 0 | 0.083 | -0.084333 | 54.2777 | 11957 | 12315 | 12684 | 13064 | 13455 | Alexander | 0.633 | 0.653 | 0.672 | 0.692 | 0.713 | 0.24 | 0.247 | 0.255 | 0.262 | 0.27 | 0 | 0 | 0 | 0 | 0 | 0 | 0 | 0 | 0 | 0 | 0.084 | 0.087 | 0.089 | 0.092 | 0.095 | 0.103 | 0.106 | 0.109 | 0.113 | 0.116 | 0 | 0 | 0 | 0 | 0 | 0 | 0 | 0 | 0 | 0
Andrews | 0.73408 | 1.6 | 0 |  | 3290 | 0.41 | 0.15 | 0.07 | 0.01 | 0.06 | 0.034083 | 124.6201 | 4533 | 4902 | 5328 | 5791 | 6210 | Cherokee | 0.45 | 0.49 | 0.53 | 0.58 | 0.62 | 0.135 | 0.15 | 0.165 | 0.18 | 0.195 | 0.037 | 0.04 | 0.045 | 0.049 | 0.055 | 0.004 | 0.004 | 0.004 | 0.005 | 0.005 | 0.095 | 0.1 | 0.1 | 0.1 | 0.1 | 0.052 | 0.056 | 0.06 | 0.065 | 0.07 | 0 | 0 | 0 | 0 | 0 | 0 | 0 | 0 | 0 | 0
Angier | 0.47942 | 2.02 | 0 |  | 6200 | 0.31 | 0.038 | 0.003 | 0.013 | 0.06 | 0.055417 | 50 | 8000 | 10000 | 15000 | 20000 | 25000 | Harnett | 0.4 | 0.487 | 0.731 | 0.974 | 1.2 | 0.061 | 0.085 | 0.1 | 0.125 | 0.15 | 0.006 | 0.01 | 0.013 | 0.016 | 0.019 | 0.006 | 0.01 | 0.012 | 0.015 | 0.018 | 0.006 | 0.008 | 0.009 | 0.01 | 0.011 | 0.077 | 0.12 | 0.148 | 0.23 | 0.24 | 0 | 0 | 0 | 0 | 0 | 0 | 0 | 0 | 0 | 0
Anson Co | 7.7622 | 16 | 4.163 |  | 25765 | 0.771 | 0.402 | 0.457 | 0.3 | 0.006 | 1.6632 | 29.9243 | 24909 | 24094 | 24500 | 25000 | 25500 | Anson | 0.8 | 0.83 | 0.86 | 0.93 | 0.97 | 0.42 | 0.51 | 0.62 | 0.75 | 0.8 | 0.421 | 0.424 | 0.427 | 0.43 | 0.433 | 0.23 | 0.29 | 0.37 | 0.47 | 0.475 | 0.72 | 0.79 | 0.74 | 0.82 | 0.86 | 2.226 | 2.443 | 2.592 | 2.921 | 3.039 | 0 | 0 | 0 | 0 | 0 | 0 | 0 | 0 | 0 | 0
Ansonville | 0.15083 | 0.2 | 0 |  | 1127 | 0.062 | 0.058 | 0 | 0 | 0.005 | 0.025833 | 55.0133 | 1164 | 1222 | 1283 | 1347 | 1414 | Anson | 0.062 | 0.062 | 0.063 | 0.064 | 0.066 | 0.058 | 0.058 | 0.06 | 0.06 | 0.061 | 0 | 0 | 0 | 0 | 0 | 0 | 0 | 0 | 0 | 0 | 0.005 | 0.005 | 0.005 | 0.006 | 0.006 | 0.021 | 0.021 | 0.022 | 0.022 | 0.022 | 0 | 0 | 0 | 0 | 0 | 0 | 0 | 0 | 0 | 0
Apex | 3.9767 | 8.5 | 0.009 |  | 46362 | 2.13 | 0.858 | 0 | 0 | 0.659 | 0.32067 | 45.9428 | 56678 | 84708 | 100470 | 109190 | 112240 | Wake | 3.1 | 4.4 | 6 | 6.5 | 6.7 | 0.8 | 1.2 | 1.6 | 1.8 | 1.8 | 0 | 0 | 0 | 0 | 0 | 0 | 0 | 0 | 0 | 0 | 0.6 | 0.9 | 1.2 | 1.4 | 1.4 | 0.291 | 0.42 | 0.569 | 0.627 | 0.64 | 2.1 | 0 | 0 | 0 | 0 | 0 | 0 | 0 | 0 | 0
Appalachian State University | 0.31025 | 2 | 0 |  | 11500 | 0 | 0 | 0 | 0.245 | 0.001 | 0.06425 | 0 | 15000 | 17000 | 19000 | 20000 | 20000 | Watauga | 0 | 0 | 0 | 0 | 0 | 0 | 0 | 0 | 0 | 0 | 0 | 0 | 0 | 0 | 0 | 0.35 | 0.38 | 0.42 | 0.45 | 0.5 | 0.01 | 0.01 | 0.01 | 0.01 | 0.01 | 0.01 | 0.08 | 0.08 | 0.08 | 0.08 | 0 | 0 | 0 | 0 | 0 | 0 | 0 | 0 | 0 | 0
APPLE VALLEY | ERROR | 0 | 0 |  | #N/A | 0 | 0 | 0 | 0 | 0 | #VALUE! | ERROR | 0 | 0 | 0 | 0 | 0 | New Hanover | 0 | 0 | 0 | 0 | 0 | 0 | 0 | 0 | 0 | 0 | 0 | 0 | 0 | 0 | 0 | 0 | 0 | 0 | 0 | 0 | 0 | 0 | 0 | 0 | 0 | 0 | 0 | 0 | 0 | 0 | 0 | 0 | 0 | 0 | 0 | 0 | 0 | 0 | 0 | 0
Archdale | 0.87167 | 1.45 | 9.863e-05 |  | 11415 | 0.52 | 0.122 | 0.008 | 0.029 | 0.009 | 0.18357 | 45.5541 | 13000 | 14000 | 15000 | 16000 | 17000 | Randolph | 0.69 | 0.7 | 0.705 | 0.715 | 0.72 | 0.155 | 0.16 | 0.165 | 0.17 | 0.175 | 0.035 | 0.035 | 0.035 | 0.035 | 0.035 | 0.04 | 0.042 | 0.044 | 0.045 | 0.045 | 0.007 | 0.007 | 0.007 | 0.007 | 0.007 | 0.18 | 0.184 | 0.19 | 0.195 | 0.2 | 0.125 | 0 | 0 | 0 | 0 | 0 | 0 | 0 | 0 | 0
ARLINGTON | ERROR | 0 | 0 |  | #N/A | 0 | 0 | 0 | 0 | 0 | #VALUE! | ERROR | 0 | 0 | 0 | 0 | 0 | Yadkin | 0 | 0 | 0 | 0 | 0 | 0 | 0 | 0 | 0 | 0 | 0 | 0 | 0 | 0 | 0 | 0 | 0 | 0 | 0 | 0 | 0 | 0 | 0 | 0 | 0 | 0 | 0 | 0 | 0 | 0 | 0 | 0 | 0 | 0 | 0 | 0 | 0 | 0 | 0 | 0
Asheboro | 4.5882 | 19.5 | 0.21 |  | 25676 | 1.479 | 0.226 | 1.617 | 0.144 | 0.241 | 0.67117 | 57.6024 | 30689 | 34128 | 37878 | 41627 | 45000 | Randolph | 2.547 | 2.833 | 3.144 | 3.455 | 3.7 | 1.865 | 2.144 | 2.466 | 2.836 | 3.2 | 1.872 | 2.247 | 2.697 | 3.235 | 3.5 | 0.317 | 0.349 | 0.384 | 0.422 | 0.5 | 0.18 | 0.19 | 0.2 | 0.21 | 0.22 | 0.028 | 0.032 | 0.037 | 0.042 | 0.046 | 0 | 0 | 0 | 0 | 0 | 0 | 0 | 0 | 0 | 0
Asheville | 20.6708 | 61.2 | 0.595 |  | 125000 | 8.202 | 3.532 | 0.624 | 1.691 | 0.262 | 5.7648 | 65.616 | 135357 | 149518 | 165161 | 182441 | 201528 | Buncombe | 8.882 | 9.811 | 10.837 | 11.971 | 13.223 | 3.825 | 4.225 | 4.667 | 5.155 | 5.694 | 0.649 | 0.683 | 0.718 | 0.754 | 0.793 | 1.831 | 2.023 | 2.234 | 2.468 | 2.726 | 0.284 | 0.313 | 0.346 | 0.382 | 0.422 | 6.801 | 7.149 | 7.514 | 7.899 | 8.303 | 0 | 0 | 0 | 0 | 0 | 0 | 0 | 0 | 0 | 0
Atlantic Beach | 0.63883 | 1.74 | 0 |  | 6380 | 0.455 | 0.079 | 0 | 0.006 | 0.05 | 0.048833 | 71.3166 | 6444 | 6540 | 6670 | 6736 | 6940 | Carteret | 0.472 | 0.498 | 0.527 | 0.552 | 0.584 | 0.094 | 0.095 | 0.096 | 0.099 | 0.102 | 0 | 0 | 0 | 0 | 0 | 0.007 | 0.007 | 0.007 | 0.01 | 0.012 | 0.025 | 0.025 | 0.025 | 0.025 | 0.028 | 0.062 | 0.069 | 0.07 | 0.073 | 0.075 | 0.878 | 0 | 0 | 0 | 0 | 0 | 0 | 0 | 0 | 0
Aulander | 0.095417 | 0.504 | 0 |  | 1438 | 0.038 | 0.004 | 0.003 | 0.002 | 0.005 | 0.043417 | 26.4256 | 1375 | 1325 | 1250 | 1200 | 1150 | Bertie | 0.083 | 0.08 | 0.075 | 0.072 | 0.07 | 0.004 | 0.004 | 0.004 | 0.004 | 0.004 | 0.004 | 0.004 | 0.004 | 0.004 | 0.004 | 0.002 | 0.002 | 0.002 | 0.002 | 0.002 | 0 | 0 | 0 | 0 | 0 | 0.023 | 0.022 | 0.021 | 0.02 | 0.019 | 0 | 0 | 0 | 0 | 0 | 0 | 0 | 0 | 0 | 0
Aurora | 0.05325 | 0.36 | 0 |  | 507 | 0.02 | 0.016 | 0 | 0.003 | 0.007 | 0.00725 | 39.4477 | 610 | 625 | 640 | 650 | 650 | Beaufort | 0.032 | 0.032 | 0.035 | 0.037 | 0.037 | 0.011 | 0.013 | 0.014 | 0.015 | 0.017 | 0 | 0 | 0 | 0 | 0 | 0.003 | 0.003 | 0.003 | 0.003 | 0.003 | 0.004 | 0.004 | 0.004 | 0.004 | 0.004 | 0.009 | 0.009 | 0.01 | 0.01 | 0.011 | 0 | 0 | 0 | 0 | 0 | 0 | 0 | 0 | 0 | 0
Autryville | 0.0025 | 0.04 | 0.002 |  | 253 | 0.002 | 0 | 0 | 0 | 0.001 | -0.0025 | 7.9051 | 466 | 480 | 490 | 500 | 520 | Sampson | 0.022 | 0.025 | 0.027 | 0.028 | 0.029 | 0.001 | 0.004 | 0.005 | 0.006 | 0.007 | 0 | 0 | 0 | 0 | 0 | 0 | 0.001 | 0.001 | 0.001 | 0.001 | 0.001 | 0.001 | 0.001 | 0.001 | 0.001 | 0.021 | 0.022 | 0.023 | 0.025 | 0.026 | 0 | 0 | 0 | 0 | 0 | 0 | 0 | 0 | 0 | 0
Ayden | 0.4245 | 1.171 | 0 |  | 5018 | 0.241 | 0.056 | 0.018 | 0.02 | 0.003 | 0.0865 | 48.0271 | 5202 | 5373 | 5500 | 5790 | 6090 | Pitt | 0.265 | 0.27 | 0.275 | 0.282 | 0.297 | 0.058 | 0.062 | 0.068 | 0.075 | 0.082 | 0.02 | 0.024 | 0.027 | 0.031 | 0.035 | 0.021 | 0.023 | 0.025 | 0.028 | 0.034 | 0.004 | 0.004 | 0.004 | 0.005 | 0.006 | 0.064 | 0.067 | 0.07 | 0.073 | 0.079 | 0 | 0 | 0 | 0 | 0 | 0 | 0 | 0 | 0 | 0
Badin Shores Resort | 0.04725 | 0.068 | 0 |  | 300 | 0.05 | 0 | 0 | 0 | 0 | -0.00275 | 166.6667 | 500 | 525 | 550 | 600 | 600 | Montgomery | 0.048 | 0.048 | 0.048 | 0.048 | 0.048 | 0 | 0 | 0 | 0 | 0 | 0 | 0 | 0 | 0 | 0 | 0 | 0 | 0 | 0 | 0 | 0 | 0 | 0 | 0 | 0 | 0.006 | 0.006 | 0.006 | 0.006 | 0.006 | 0 | 0 | 0 | 0 | 0 | 0 | 0 | 0 | 0 | 0
Bailey | 0.055583 | 0.295 | 0 |  | 1326 | 0.013 | 0.007 | 0 | 0.003 | 0.01 | 0.022583 | 9.8039 | 600 | 600 | 600 | 600 | 600 | Nash | 0.029 | 0.031 | 0.033 | 0.035 | 0.037 | 0.008 | 0.01 | 0.012 | 0.014 | 0.016 | 0 | 0 | 0 | 0 | 0 | 0.004 | 0.004 | 0.004 | 0.004 | 0.004 | 0.009 | 0.009 | 0.009 | 0.009 | 0.009 | 0.006 | 0.006 | 0.006 | 0.007 | 0.007 | 0 | 0 | 0 | 0 | 0 | 0 | 0 | 0 | 0 | 0
Bakersville | 0.080417 | 0.066 | 0 |  | 464 | 0.025 | 0.015 | 0 | 0.005 | 0.001 | 0.034417 | 53.8793 | 484 | 504 | 524 | 544 | 564 | Mitchell | 0.027 | 0.029 | 0.031 | 0.033 | 0.035 | 0.011 | 0.012 | 0.013 | 0.014 | 0.015 | 0 | 0 | 0 | 0 | 0 | 0.005 | 0.006 | 0.007 | 0.008 | 0.009 | 0 | 0 | 0 | 0 | 0 | 0.016 | 0.017 | 0.019 | 0.02 | 0.022 | 0.029 | 0 | 0 | 0 | 0 | 0 | 0 | 0 | 0 | 0
Bald Head Island Utilities | 0.19233 | 0.923 | 0 |  | 180 | 0.135 | 0.038 | 0 | 0 | 0.035 | -0.015667 | 750 | 205 | 230 | 240 | 250 | 260 | Brunswick | 0.133 | 0.144 | 0.155 | 0.166 | 0.177 | 0.05 | 0.051 | 0.052 | 0.053 | 0.054 | 0 | 0 | 0 | 0 | 0 | 0 | 0 | 0 | 0 | 0 | 0.03 | 0.03 | 0.03 | 0.03 | 0.03 | 0.03 | 0.031 | 0.033 | 0.035 | 0.036 | 0 | 0 | 0 | 0 | 0 | 0 | 0 | 0 | 0 | 0
Banner Elk | 0.19742 | 0.366 | 0.027 |  | 1075 | 0.04 | 0.027 | 0 | 0.001 | 0.001 | 0.10142 | 37.2093 | 1082 | 1121 | 1160 | 1202 | 1244 | Avery | 0.047 | 0.048 | 0.05 | 0.052 | 0.054 | 0.026 | 0.027 | 0.028 | 0.029 | 0.03 | 0 | 0 | 0 | 0 | 0 | 0.002 | 0.002 | 0.002 | 0.002 | 0.002 | 0.002 | 0.002 | 0.002 | 0.002 | 0.002 | 0.136 | 0.139 | 0.145 | 0.15 | 0.155 | 0 | 0 | 0 | 0 | 0 | 0 | 0 | 0 | 0 | 0
Bath | 0.0205 | 0.166 | 0 |  | 290 | 0.01 | 0.002 | 0 | 0.003 | 0.001 | 0.0045 | 34.4828 | 320 | 330 | 340 | 350 | 360 | Beaufort | 0.015 | 0.016 | 0.018 | 0.02 | 0.022 | 0.003 | 0.004 | 0.005 | 0.006 | 0.007 | 0 | 0 | 0 | 0 | 0 | 0.004 | 0.004 | 0.004 | 0.005 | 0.005 | 0.001 | 0.001 | 0.001 | 0.001 | 0.001 | 0 | 0 | 0 | 0 | 0 | 0 | 0 | 0 | 0 | 0 | 0 | 0 | 0 | 0 | 0
Baton Water Corporation | 0.42283 | 0.333 | 0.012 |  | 6713 | 0.359 | 0.017 | 0.001 | 0.012 | 0 | 0.021833 | 53.4783 | 6780 | 6916 | 7054 | 7195 | 7339 | Caldwell | 0.362 | 0.369 | 0.376 | 0.383 | 0.39 | 0.017 | 0.017 | 0.017 | 0.017 | 0.017 | 0.001 | 0.001 | 0.001 | 0.001 | 0.001 | 0.012 | 0.012 | 0.012 | 0.012 | 0.012 | 0 | 0 | 0 | 0 | 0 | 0.022 | 0.023 | 0.023 | 0.023 | 0.024 | 0.41 | 0 | 0 | 0 | 0 | 0 | 0 | 0 | 0 | 0
Bayleaf Master | 1.6958 | 3.868 | 0 |  | 14777 | 1.407 | 0.056 | 0 | 0 | 0.021 | 0.21183 | 95.2155 | 15458 | 15858 | 16175 | 16498 | 16828 | Wake | 1.527 | 1.567 | 1.598 | 1.63 | 1.663 | 0.058 | 0.06 | 0.065 | 0.07 | 0.075 | 0 | 0 | 0 | 0 | 0 | 0 | 0 | 0 | 0 | 0 | 0 | 0 | 0 | 0 | 0 | 0.054 | 0.056 | 0.057 | 0.058 | 0.059 | 0 | 0 | 0 | 0 | 0 | 0 | 0 | 0 | 0 | 0
Bear Grass | ERROR | 0 | 0 |  | #N/A | 0 | 0 | 0 | 0 | 0 | #VALUE! | ERROR | 0 | 0 | 0 | 0 | 0 | Martin | 0 | 0 | 0 | 0 | 0 | 0 | 0 | 0 | 0 | 0 | 0 | 0 | 0 | 0 | 0 | 0 | 0 | 0 | 0 | 0 | 0 | 0 | 0 | 0 | 0 | 0 | 0 | 0 | 0 | 0 | 0 | 0 | 0 | 0 | 0 | 0 | 0 | 0 | 0 | 0
Beaufort | 0.46275 | 1.494 | 0.02 |  | 4539 | 0.25 | 0.07 | 0.02 | 0.02 | 0.031 | 0.05175 | 55.0782 | 4500 | 4815 | 5152 | 5515 | 5900 | Carteret | 0.289 | 0.31 | 0.33 | 0.354 | 0.38 | 0.075 | 0.08 | 0.09 | 0.1 | 0.11 | 0 | 0 | 0 | 0 | 0 | 0.02 | 0.023 | 0.025 | 0.03 | 0.032 | 0.04 | 0.041 | 0.054 | 0.067 | 0.08 | 0.038 | 0.041 | 0.054 | 0.067 | 0.08 | 0 | 0 | 0 | 0 | 0 | 0 | 0 | 0 | 0 | 0
Beaufort Co (Northside) | 1.3176 | 1.647 | 0.0041425 |  | 22066 | 0.989 | 0.04 | 0 | 0 | 0.181 | 0.10344 | 44.8201 | 22763 | 23263 | 23763 | 24263 | 24763 | Beaufort | 0.999 | 1.019 | 1.039 | 1.059 | 1.079 | 0.04 | 0.041 | 0.042 | 0.043 | 0.044 | 0 | 0 | 0 | 0 | 0 | 0 | 0 | 0 | 0 | 0 | 0.181 | 0.183 | 0.185 | 0.187 | 0.189 | 0.104 | 0.106 | 0.108 | 0.11 | 0.112 | 0 | 0 | 0 | 0 | 0 | 0 | 0 | 0 | 0 | 0
Beaufort Co (Southside) | 0.71308 | 2.52 | 0.042038 |  | 9084 | 0.38 | 0.006 | 0.041 | 0 | 0.153 | 0.091045 | 41.8318 | 10000 | 10100 | 10200 | 10300 | 10400 | Beaufort | 0.45 | 0.455 | 0.46 | 0.465 | 0.47 | 0.01 | 0.01 | 0.01 | 0.01 | 0.01 | 0.045 | 0.046 | 0.047 | 0.048 | 0.049 | 0 | 0 | 0 | 0 | 0 | 0.154 | 0.156 | 0.158 | 0.16 | 0.162 | 0.103 | 0.105 | 0.106 | 0.107 | 0.108 | 0 | 0 | 0 | 0 | 0 | 0 | 0 | 0 | 0 | 0
Beaufort Co WD VI | ERROR | 0 | 0 |  | #N/A | 0 | 0 | 0 | 0 | 0 | #VALUE! | ERROR | 0 | 0 | 0 | 0 | 0 | Beaufort | 0 | 0 | 0 | 0 | 0 | 0 | 0 | 0 | 0 | 0 | 0 | 0 | 0 | 0 | 0 | 0 | 0 | 0 | 0 | 0 | 0 | 0 | 0 | 0 | 0 | 0 | 0 | 0 | 0 | 0 | 0 | 0 | 0 | 0 | 0 | 0 | 0 | 0 | 0 | 0
BEAUFORT CO WD VI | ERROR | 0 | 0 |  | #N/A | 0 | 0 | 0 | 0 | 0 | #VALUE! | ERROR | 0 | 0 | 0 | 0 | 0 | Beaufort | 0 | 0 | 0 | 0 | 0 | 0 | 0 | 0 | 0 | 0 | 0 | 0 | 0 | 0 | 0 | 0 | 0 | 0 | 0 | 0 | 0 | 0 | 0 | 0 | 0 | 0 | 0 | 0 | 0 | 0 | 0 | 0 | 0 | 0 | 0 | 0 | 0 | 0 | 0 | 0
Beech Mountain | 0.31425 | 0.3 | 0 |  | 340 | 0.101 | 0.022 | 0 | 0 | 0.041 | 0.15025 | 297.0588 | 402 | 505 | 608 | 711 | 815 | Watauga | 0.121 | 0.151 | 0.182 | 0.212 | 0.243 | 0.018 | 0.023 | 0.027 | 0.032 | 0.036 | 0 | 0 | 0 | 0 | 0 | 0.002 | 0.002 | 0.002 | 0.002 | 0.002 | 0.03 | 0.03 | 0.03 | 0.03 | 0.03 | 0.17 | 0.16 | 0.16 | 0.16 | 0.16 | 2 | 0 | 0 | 0 | 0 | 1.8 | 0 | 0 | 0 | 0
Belhaven | 0.1705 | 0.448 | 0 |  | 1630 | 0.056 | 0.027 | 0 | 0.005 | 0.038 | 0.0445 | 34.3558 | 1800 | 1836 | 1891 | 1985 | 2144 | Beaufort | 0.06 | 0.065 | 0.069 | 0.073 | 0.075 | 0.03 | 0.032 | 0.034 | 0.035 | 0.036 | 0 | 0 | 0 | 0 | 0 | 0.006 | 0.006 | 0.007 | 0.008 | 0.008 | 0.038 | 0.038 | 0.039 | 0.039 | 0.04 | 0.024 | 0.025 | 0.026 | 0.027 | 0.028 | 0 | 0 | 0 | 0 | 0 | 0 | 0 | 0 | 0 | 0
Bell Arthur WC | 0.60267 | 2.209 | 0 |  | 9700 | 0.533 | 0.002 | 0 | 0.001 | 0.026 | 0.040667 | 54.9485 | 9800 | 9900 | 10000 | 10500 | 10550 | Pitt | 0.625 | 0.65 | 0.75 | 0.9 | 0.95 | 0.002 | 0.023 | 0.025 | 0.033 | 0.035 | 0 | 0 | 0 | 0 | 0 | 0.001 | 0.002 | 0.002 | 0.003 | 0.003 | 0.04 | 0.045 | 0.05 | 0.055 | 0.06 | 0.035 | 0.037 | 0.042 | 0.05 | 0.053 | 0 | 0.2 | 0 | 0 | 0 | 0 | 0 | 0 | 0 | 0
Belmont | 1.9298 | 10 | 0 |  | 10076 | 0.672 | 0.163 | 0.344 | 0.222 | 0.217 | 0.31175 | 66.6931 | 11819 | 13717 | 15919 | 18474 | 21440 | Gaston | 0.745 | 0.908 | 1.107 | 1.35 | 1.645 | 0.214 | 0.261 | 0.319 | 0.388 | 0.473 | 0.383 | 0.467 | 0.569 | 0.694 | 0.846 | 0.178 | 0.217 | 0.265 | 0.323 | 0.393 | 0.191 | 0.233 | 0.284 | 0.346 | 0.346 | 0.305 | 0.372 | 0.454 | 0.554 | 0.661 | 0 | 0 | 0 | 0 | 0 | 0 | 0 | 0 | 0 | 0
Belvedere | 0.21058 | 0.335 | 0 |  | 3033 | 0.191 | 0.002 | 0 | 0 | 0.008 | 0.0095833 | 62.974 | 3200 | 3200 | 3200 | 3200 | 3200 | Pender | 0.301 | 0.301 | 0.301 | 0.301 | 0.301 | 0.002 | 0.002 | 0.002 | 0.002 | 0.002 | 0 | 0 | 0 | 0 | 0 | 0 | 0 | 0 | 0 | 0 | 0.009 | 0.009 | 0.009 | 0.009 | 0.009 | 0.014 | 0.014 | 0.014 | 0.014 | 0.014 | 0.144 | 0 | 0 | 0 | 0 | 0 | 0 | 0 | 0 | 0
Benson | 0.82492 | 1.04 | 0.002 |  | 4731 | 0.338 | 0.116 | 0.14 | 0.052 | 0.05 | 0.12692 | 71.4437 | 4755 | 4795 | 4853 | 4897 | 4955 | Johnston | 0.351 | 0.357 | 0.363 | 0.373 | 0.38 | 0.115 | 0.118 | 0.12 | 0.121 | 0.122 | 0.145 | 0.147 | 0.15 | 0.155 | 0.165 | 0.05 | 0.06 | 0.06 | 0.07 | 0.07 | 0.05 | 0.05 | 0.05 | 0.05 | 0.05 | 0.144 | 0.149 | 0.151 | 0.156 | 0.16 | 0.25 | 0 | 0 | 0 | 0 | 0 | 0 | 0 | 0 | 0
Bertie County RWS | 1.2043 | 2.563 | 0.009 |  | 15988 | 0.65 | 0.028 | 0.149 | 0.142 | 0.001 | 0.22525 | 40.6555 | 11362 | 11476 | 11706 | 11823 | 11942 | Bertie | 0.417 | 0.421 | 0.426 | 0.43 | 0.434 | 0.023 | 0.024 | 0.025 | 0.026 | 0.027 | 0.203 | 0.205 | 0.207 | 0.209 | 0.211 | 0.09 | 0.09 | 0.09 | 0.09 | 0.09 | 0.001 | 0.001 | 0.001 | 0.001 | 0.001 | 0.1 | 0.1 | 0.115 | 0.12 | 0.125 | 0 | 0 | 0 | 0 | 0 | 0 | 0 | 0 | 0 | 0
Bessemer City | 1.0753 | 4.031 | 0 |  | 5484 | 0.264 | 0.023 | 0.651 | 0.022 | 0.03 | 0.08525 | 48.14 | 5500 | 5600 | 5700 | 5800 | 5900 | Gaston | 0.275 | 0.285 | 0.295 | 0.305 | 0.315 | 0.035 | 0.04 | 0.045 | 0.05 | 0.055 | 0.72 | 0.83 | 0.84 | 0.85 | 0.86 | 0.021 | 0.023 | 0.025 | 0.028 | 0.03 | 0.035 | 0.04 | 0.045 | 0.05 | 0.055 | 0.056 | 0.063 | 0.064 | 0.066 | 0.068 | 0 | 1.5 | 0 | 0 | 0 | 0 | 0 | 0 | 0 | 0
Bethel | 0.096167 | 0.486 | 0 |  | 1640 | 0.047 | 0.01 | 0.003 | 0.014 | 0.006 | 0.016167 | 28.6585 | 1825 | 1930 | 2020 | 2200 | 2300 | Pitt | 0.046 | 0.048 | 0.052 | 0.055 | 0.06 | 0.009 | 0.01 | 0.012 | 0.012 | 0.014 | 0.008 | 0.008 | 0.008 | 0.008 | 0.008 | 0.012 | 0.016 | 0.015 | 0.016 | 0.018 | 0.005 | 0.005 | 0.005 | 0.005 | 0.005 | 0.009 | 0.01 | 0.01 | 0.011 | 0.012 | 0 | 0 | 0 | 0 | 0 | 0 | 0 | 0 | 0 | 0
Bethlehem WD | ERROR | 0 | 0 |  | #N/A | 0 | 0 | 0 | 0 | 0 | #VALUE! | ERROR | 0 | 0 | 0 | 0 | 0 | Alexander | 0 | 0 | 0 | 0 | 0 | 0 | 0 | 0 | 0 | 0 | 0 | 0 | 0 | 0 | 0 | 0 | 0 | 0 | 0 | 0 | 0 | 0 | 0 | 0 | 0 | 0 | 0 | 0 | 0 | 0 | 0 | 0 | 0 | 0 | 0 | 0 | 0 | 0 | 0 | 0
Beulaville | 0.12625 | 0.36 | 0 |  | 1345 | 0.057 | 0.027 | 0.009 | 0.005 | 0.01 | 0.01825 | 42.3792 | 1425 | 1513 | 1607 | 1707 | 1813 | Duplin | 0.065 | 0.07 | 0.075 | 0.075 | 0.08 | 0.03 | 0.035 | 0.035 | 0.039 | 0.039 | 0.012 | 0.013 | 0.014 | 0.015 | 0.015 | 0.004 | 0.005 | 0.005 | 0.006 | 0.006 | 0.015 | 0.015 | 0.015 | 0.015 | 0.015 | 0.015 | 0.016 | 0.017 | 0.017 | 0.018 | 0 | 0 | 0 | 0 | 0 | 0 | 0 | 0 | 0 | 0
Big Lick Road | 0.01725 | 0.05 | 0 |  | 255 | 0.012 | 0.002 | 0 | 0 | 0.003 | 0.00025 | 47.0588 | 357 | 410 | 410 | 410 | 410 | Stanly | 0.014 | 0.016 | 0.016 | 0.016 | 0.016 | 0.003 | 0.003 | 0.003 | 0.003 | 0.003 | 0 | 0 | 0 | 0 | 0 | 0 | 0 | 0 | 0 | 0 | 0.001 | 0.001 | 0.001 | 0.001 | 0.001 | 0.002 | 0.002 | 0.002 | 0.002 | 0.002 | 0 | 0 | 0 | 0 | 0 | 0 | 0 | 0 | 0 | 0
Biltmore Forest | 0.172 | 0.35 | 0 |  | 1526 | 0.138 | 0.015 | 0 | 0.004 | 0 | 0.015 | 90.4325 | 1610 | 1650 | 1710 | 1760 | 1810 | Buncombe | 0.19 | 0.198 | 0.2 | 0.21 | 0.22 | 0.018 | 0.021 | 0.024 | 0.027 | 0.03 | 0 | 0 | 0 | 0 | 0 | 0.007 | 0.008 | 0.01 | 0.012 | 0.014 | 0 | 0 | 0 | 0 | 0 | 0.015 | 0.015 | 0.016 | 0.017 | 0.018 | 0 | 0 | 0 | 0 | 0 | 0 | 0 | 0 | 0 | 0
Biscoe | 0.29583 | 0.8 | 0 |  | 1327 | 0.15 | 0.06 | 0.06 | 0.01 | 0 | 0.015833 | 113.0369 | 2104 | 2336 | 2617 | 2930 | 3230 | Montgomery | 0.11 | 0.12 | 0.16 | 0.179 | 0.197 | 0.04 | 0.069 | 0.085 | 0.104 | 0.12 | 0.056 | 0.263 | 0.294 | 0.328 | 0.361 | 0.02 | 0.006 | 0.006 | 0.006 | 0.006 | 0 | 0 | 0 | 0 | 0 | 0.034 | 0.07 | 0.083 | 0.094 | 0.104 | 0 | 0 | 0 | 0 | 0 | 0 | 0 | 0 | 0 | 0
Black Creek | 0.50025 | 1.044 | 0.357 |  | 1795 | 0.115 | 0 | 0 | 0 | 0.007 | 0.02125 | 64.0669 | 1800 | 1810 | 1830 | 1845 | 1855 | Wilson | 0.12 | 0.122 | 0.128 | 0.135 | 0.138 | 0.03 | 0.03 | 0.03 | 0.03 | 0.03 | 0 | 0 | 0 | 0 | 0 | 0 | 0 | 0 | 0 | 0 | 0.007 | 0.007 | 0.007 | 0.007 | 0.007 | 0.026 | 0.026 | 0.027 | 0.028 | 0.029 | 0 | 0 | 0 | 0 | 0 | 0 | 0 | 0 | 0 | 0
Black Mountain | 0.66925 | 1.327 | 0 |  | 8267 | 0.5 | 0.033 | 0 | 0 | 0 | 0.13625 | 60.4814 | 10239 | 11480 | 12871 | 14430 | 15005 | Buncombe | 0.626 | 0.701 | 0.786 | 0.888 | 0.996 | 0.157 | 0.177 | 0.198 | 0.222 | 0.246 | 0 | 0 | 0 | 0 | 0 | 0 | 0 | 0 | 0 | 0 | 0 | 0 | 0 | 0 | 0 | 0.059 | 0.066 | 0.074 | 0.083 | 0.093 | 0 | 0 | 0 | 0 | 0 | 0 | 0 | 0 | 0 | 0
Bladen Bluffs - LCFWSA | 1.4858 | 6 | 0 |  | 0 | 0 | 0 | 1.39 | 0 | 0.04 | 0.055833 | ERROR | 0 | 0 | 0 | 0 | 0 | Bladen | 0 | 0 | 0 | 0 | 0 | 0 | 0 | 0 | 0 | 0 | 0 | 0 | 0 | 0 | 0 | 0 | 0 | 0 | 0 | 0 | 0.039 | 0.039 | 0.039 | 0.039 | 0.039 | 0.001 | 0.001 | 0.001 | 0.001 | 0.001 | 0 | 0 | 0 | 0 | 0 | 0 | 0 | 0 | 0 | 0
Bladen Co WD (East Bladen) | 0.2375 | 0.607 | 0 |  | 1506 | 2.89 | 0.054 | 0 | 0 | 0 | -2.7065 | 1918.9907 | 800 | 850 | 900 | 950 | 1000 | Bladen | 0.15 | 0.15 | 0.15 | 0.15 | 0.15 | 0.02 | 0.02 | 0.02 | 0.02 | 0.02 | 0 | 0 | 0 | 0 | 0 | 0 | 0 | 0 | 0 | 0 | 0 | 0 | 0 | 0 | 0 | 0.025 | 0.026 | 0.028 | 0.029 | 0.029 | 0 | 0 | 0 | 0 | 0 | 0 | 0 | 0 | 0 | 0
Bladen Co WD (West Bladen) | 0.77483 | 1.744 | 0 |  | 4611 | 0.547 | 0.036 | 0.02 | 0 | 0 | 0.17183 | 118.6294 | 4683 | 4830 | 4981 | 5136 | 5297 | Bladen | 0.556 | 0.573 | 0.591 | 0.609 | 0.628 | 0.038 | 0.042 | 0.046 | 0.051 | 0.056 | 0.02 | 0.021 | 0.021 | 0.022 | 0.022 | 0 | 0 | 0 | 0 | 0 | 0.001 | 0.001 | 0.001 | 0.001 | 0.002 | 0.174 | 0.181 | 0.187 | 0.194 | 0.201 | 0 | 0 | 0 | 0 | 0 | 0 | 0 | 0 | 0 | 0
BLADEN CO WD - EAST ARCADIA | ERROR | 0 | 0 |  | #N/A | 0 | 0 | 0 | 0 | 0 | #VALUE! | ERROR | 0 | 0 | 0 | 0 | 0 | Bladen | 0 | 0 | 0 | 0 | 0 | 0 | 0 | 0 | 0 | 0 | 0 | 0 | 0 | 0 | 0 | 0 | 0 | 0 | 0 | 0 | 0 | 0 | 0 | 0 | 0 | 0 | 0 | 0 | 0 | 0 | 0 | 0 | 0 | 0 | 0 | 0 | 0 | 0 | 0 | 0
BLADEN CO WD - WHITE OAK | ERROR | 0 | 0 |  | #N/A | 0 | 0 | 0 | 0 | 0 | #VALUE! | ERROR | 0 | 0 | 0 | 0 | 0 | Bladen | 0 | 0 | 0 | 0 | 0 | 0 | 0 | 0 | 0 | 0 | 0 | 0 | 0 | 0 | 0 | 0 | 0 | 0 | 0 | 0 | 0 | 0 | 0 | 0 | 0 | 0 | 0 | 0 | 0 | 0 | 0 | 0 | 0 | 0 | 0 | 0 | 0 | 0 | 0 | 0
Bladen County Water District (Tar Heel) | ERROR | 0 | 0 |  | #N/A | 0 | 0 | 0 | 0 | 0 | #VALUE! | ERROR | 0 | 0 | 0 | 0 | 0 | Bladen | 0 | 0 | 0 | 0 | 0 | 0 | 0 | 0 | 0 | 0 | 0 | 0 | 0 | 0 | 0 | 0 | 0 | 0 | 0 | 0 | 0 | 0 | 0 | 0 | 0 | 0 | 0 | 0 | 0 | 0 | 0 | 0 | 0 | 0 | 0 | 0 | 0 | 0 | 0 | 0
Bladenboro | 0.168 | 0.736 | 0 |  | 1780 | 0.126 | 0.009 | 0.006 | 0.004 | 0.001 | 0.022 | 70.7865 | 1800 | 1850 | 1900 | 1950 | 2000 | Bladen | 0.132 | 0.133 | 0.134 | 0.135 | 0.136 | 0.012 | 0.012 | 0.013 | 0.014 | 0.014 | 0.006 | 0.006 | 0.007 | 0.007 | 0.008 | 0.004 | 0.005 | 0.005 | 0.006 | 0.006 | 0.004 | 0.004 | 0.005 | 0.005 | 0.006 | 0.005 | 0.005 | 0.005 | 0.006 | 0.006 | 0 | 0 | 0 | 0 | 0 | 0 | 0 | 0 | 0 | 0
Blowing Rock | 0.56033 | 0.4 | 0 |  | 1277 | 0.129 | 0.096 | 0 | 0 | 0.018 | 0.31733 | 101.018 | 1303 | 1368 | 1436 | 1508 | 1583 | Watauga | 0.138 | 0.145 | 0.152 | 0.16 | 0.168 | 0.117 | 0.123 | 0.129 | 0.136 | 0.142 | 0 | 0 | 0 | 0 | 0 | 0 | 0 | 0 | 0 | 0 | 0.015 | 0.016 | 0.017 | 0.018 | 0.019 | 0.189 | 0.199 | 0.209 | 0.22 | 0.231 | 0 | 0 | 0 | 0 | 0 | 0 | 0 | 0 | 0 | 0
Blue Ridge WA | 0.679 | 1 | 0.001 |  | 7800 | 0.4 | 0.13 | 0.051 | 0.01 | 0.001 | 0.086 | 51.2821 | 7883 | 8466 | 9093 | 9766 | 10488 | Wilkes | 0.404 | 0.433 | 0.465 | 0.499 | 0.535 | 0.13 | 0.13 | 0.13 | 0.131 | 0.132 | 0.051 | 0.051 | 0.051 | 0.052 | 0.052 | 0.01 | 0.01 | 0.01 | 0.01 | 0.01 | 0.001 | 0.001 | 0.001 | 0.001 | 0.001 | 0.037 | 0.039 | 0.041 | 0.043 | 0.046 | 0 | 0 | 0 | 0 | 0 | 0 | 0 | 0 | 0 | 0
Boardman | 0.00625 | 0.015 | 0 |  | 150 | 0.006 | 0.002 | 0 | 0 | 0 | -0.00175 | 40 | 200 | 200 | 200 | 200 | 200 | Columbus | 0.008 | 0.008 | 0.008 | 0.008 | 0.008 | 0.001 | 0.001 | 0.001 | 0.001 | 0.001 | 0 | 0 | 0 | 0 | 0 | 0 | 0 | 0 | 0 | 0 | 0 | 0 | 0 | 0 | 0 | 0 | 0.001 | 0.001 | 0.001 | 0.001 | 0 | 0 | 0 | 0 | 0 | 0 | 0 | 0 | 0 | 0
Bogue Banks Water Corp | 1.8528 | 5.243 | 0 |  | 4995 | 1.25 | 0.18 | 0 | 0 | 0.234 | 0.18883 | 250.2503 | 5100 | 5200 | 5300 | 5400 | 5500 | Carteret | 1.26 | 1.27 | 1.28 | 1.29 | 1.3 | 0.167 | 0.18 | 0.185 | 0.19 | 0.2 | 0 | 0 | 0 | 0 | 0 | 0 | 0 | 0 | 0 | 0 | 0.24 | 0.245 | 0.25 | 0.255 | 0.26 | 0.192 | 0.196 | 0.198 | 0.2 | 0.203 | 0 | 0 | 0 | 0 | 0 | 0 | 0 | 0 | 0 | 0
Boiling Spring Lakes | ERROR | 0 | 0 |  | #N/A | 0 | 0 | 0 | 0 | 0 | #VALUE! | ERROR | 0 | 0 | 0 | 0 | 0 | Brunswick | 0 | 0 | 0 | 0 | 0 | 0 | 0 | 0 | 0 | 0 | 0 | 0 | 0 | 0 | 0 | 0 | 0 | 0 | 0 | 0 | 0 | 0 | 0 | 0 | 0 | 0 | 0 | 0 | 0 | 0 | 0 | 0 | 0 | 0 | 0 | 0 | 0 | 0 | 0 | 0
Boiling Spring Lakes | ERROR | 0 | 0 |  | #N/A | 0 | 0 | 0 | 0 | 0 | #VALUE! | ERROR | 0 | 0 | 0 | 0 | 0 | Brunswick | 0 | 0 | 0 | 0 | 0 | 0 | 0 | 0 | 0 | 0 | 0 | 0 | 0 | 0 | 0 | 0 | 0 | 0 | 0 | 0 | 0 | 0 | 0 | 0 | 0 | 0 | 0 | 0 | 0 | 0 | 0 | 0 | 0 | 0 | 0 | 0 | 0 | 0 | 0 | 0
Boiling Springs | 0.38175 | 1 | 0 |  | 4756 | 0.165 | 0.047 | 0.011 | 0.114 | 0.015 | 0.02975 | 34.693 | 4850 | 5000 | 5300 | 5600 | 5900 | Cleveland | 0.165 | 0.175 | 0.185 | 0.195 | 0.205 | 0.048 | 0.051 | 0.055 | 0.059 | 0.064 | 0.012 | 0.013 | 0.014 | 0.015 | 0.016 | 0.114 | 0.118 | 0.123 | 0.128 | 0.132 | 0.016 | 0.017 | 0.018 | 0.019 | 0.02 | 0.037 | 0.039 | 0.041 | 0.043 | 0.045 | 0 | 0 | 0 | 0 | 0 | 0 | 0 | 0 | 0 | 0
Bolton | 0.07725 | 0.4 | 0 |  | 690 | 0.033 | 0 | 0 | 0 | 0.003 | 0.04125 | 47.8261 | 695 | 700 | 710 | 720 | 730 | Columbus | 0.036 | 0.036 | 0.036 | 0.037 | 0.037 | 0 | 0 | 0 | 0 | 0 | 0 | 0 | 0 | 0 | 0 | 0 | 0 | 0 | 0 | 0 | 0.002 | 0.002 | 0.002 | 0.002 | 0.002 | 0.039 | 0.039 | 0.039 | 0.04 | 0.04 | 0 | 0 | 0 | 0 | 0 | 0 | 0 | 0 | 0 | 0
Boone | 1.7561 | 3 | 0 |  | 18280 | 0.379 | 0.643 | 0.048 | 0.076 | 0.16 | 0.45008 | 20.733 | 18875 | 20483 | 23146 | 26155 | 28247 | Watauga | 0.87 | 1.05 | 1.165 | 1.294 | 1.4 | 0.784 | 1 | 1.08 | 1.14 | 1.23 | 0.064 | 0.08 | 0.085 | 0.09 | 0.097 | 0.213 | 0.33 | 0.4 | 0.45 | 0.5 | 0.165 | 0.17 | 0.175 | 0.18 | 0.185 | 0.602 | 0.657 | 0.636 | 0.692 | 0.75 | 4.5 | 0 | 0 | 0 | 0 | 0 | 0 | 0 | 0 | 0
Boonville | 0.1445 | 0.353 | 0 |  | 1228 | 0.068 | 0.051 | 0 | 0.002 | 0.001 | 0.0225 | 55.3746 | 1234 | 1246 | 1258 | 1271 | 1284 | Yadkin | 0.068 | 0.068 | 0.068 | 0.068 | 0.068 | 0.051 | 0.052 | 0.052 | 0.053 | 0.053 | 0 | 0 | 0 | 0 | 0 | 0.002 | 0.002 | 0.002 | 0.002 | 0.002 | 0.001 | 0.001 | 0.001 | 0.001 | 0.001 | 0.025 | 0.025 | 0.025 | 0.025 | 0.025 | 0 | 0 | 0 | 0 | 0 | 0 | 0 | 0 | 0 | 0
Bostic | 0.061333 | 0.33 | 0.004 |  | 842 | 0.047 | 0 | 0 | 0 | 0.003 | 0.0073333 | 55.8195 | 916 | 1064 | 1230 | 1430 | 1660 | Rutherford | 0.05 | 0.055 | 0.063 | 0.074 | 0.085 | 0 | 0 | 0 | 0 | 0 | 0 | 0 | 0 | 0 | 0 | 0 | 0 | 0 | 0 | 0 | 0.001 | 0.002 | 0.002 | 0.003 | 0.003 | 0.006 | 0.007 | 0.008 | 0.009 | 0.011 | 0 | 0 | 0 | 0 | 0 | 0 | 0 | 0 | 0 | 0
Bradfield Farms S/D | ERROR | 0 | 0 |  | #N/A | 0 | 0 | 0 | 0 | 0 | #VALUE! | ERROR | 0 | 0 | 0 | 0 | 0 | Mecklenburg | 0 | 0 | 0 | 0 | 0 | 0 | 0 | 0 | 0 | 0 | 0 | 0 | 0 | 0 | 0 | 0 | 0 | 0 | 0 | 0 | 0 | 0 | 0 | 0 | 0 | 0 | 0 | 0 | 0 | 0 | 0 | 0 | 0 | 0 | 0 | 0 | 0 | 0 | 0 | 0
Bragg Communities | ERROR | 0 | 0 |  | #N/A | 0 | 0 | 0 | 0 | 0 | #VALUE! | ERROR | 0 | 0 | 0 | 0 | 0 | Harnett | 0 | 0 | 0 | 0 | 0 | 0 | 0 | 0 | 0 | 0 | 0 | 0 | 0 | 0 | 0 | 0 | 0 | 0 | 0 | 0 | 0 | 0 | 0 | 0 | 0 | 0 | 0 | 0 | 0 | 0 | 0 | 0 | 0 | 0 | 0 | 0 | 0 | 0 | 0 | 0
Brandywine Bay | ERROR | 0 | 0 |  | #N/A | 0 | 0 | 0 | 0 | 0 | #VALUE! | ERROR | 0 | 0 | 0 | 0 | 0 | Carteret | 0 | 0 | 0 | 0 | 0 | 0 | 0 | 0 | 0 | 0 | 0 | 0 | 0 | 0 | 0 | 0 | 0 | 0 | 0 | 0 | 0 | 0 | 0 | 0 | 0 | 0 | 0 | 0 | 0 | 0 | 0 | 0 | 0 | 0 | 0 | 0 | 0 | 0 | 0 | 0
Brentwood-Highway 64 | 0.38375 | 0.5 | 0 |  | 5360 | 0.294 | 0.009 | 0 | 0.003 | 0.027 | 0.05075 | 54.8507 | 5360 | 5360 | 5360 | 5360 | 5360 | Burke | 0.301 | 0.301 | 0.301 | 0.301 | 0.301 | 0.009 | 0.009 | 0.009 | 0.009 | 0.009 | 0 | 0 | 0 | 0 | 0 | 0.003 | 0.003 | 0.003 | 0.003 | 0.003 | 0.027 | 0.027 | 0.027 | 0.027 | 0.027 | 0.055 | 0.055 | 0.055 | 0.055 | 0.055 | 0 | 0 | 0 | 0 | 0 | 0 | 0 | 0 | 0 | 0
Brentwood-Jamestown Road | 0.38292 | 0.5 | 0 |  | 5360 | 0.286 | 0.009 | 0.008 | 0.003 | 0.027 | 0.049917 | 53.3582 | 5365 | 5370 | 5380 | 5385 | 5390 | Burke | 0.293 | 0.293 | 0.293 | 0.293 | 0.293 | 0.009 | 0.009 | 0.009 | 0.009 | 0.009 | 0.008 | 0.008 | 0.008 | 0.008 | 0.008 | 0.003 | 0.003 | 0.003 | 0.003 | 0.003 | 0.027 | 0.027 | 0.027 | 0.027 | 0.027 | 0.055 | 0.055 | 0.055 | 0.055 | 0.055 | 0 | 0 | 0 | 0 | 0 | 0 | 0 | 0 | 0 | 0
Brevard | 1.1788 | 2.6 | 0 |  | 8700 | 0.354 | 0.193 | 0.024 | 0.123 | 0.048 | 0.43675 | 40.6897 | 11000 | 13709 | 15439 | 18000 | 20500 | Transylvania | 0.368 | 0.41 | 0.461 | 0.523 | 0.594 | 0.212 | 0.237 | 0.266 | 0.302 | 0.343 | 0.019 | 0.121 | 0.224 | 0.327 | 0.431 | 0.129 | 0.144 | 0.162 | 0.183 | 0.208 | 0.05 | 0.055 | 0.06 | 0.07 | 0.075 | 0.39 | 0.434 | 0.489 | 0.554 | 0.63 | 0 | 0 | 0 | 0 | 0 | 0 | 0 | 0 | 0 | 0
BRICKSTONE - MARSH OAKS | ERROR | 0 | 0 |  | #N/A | 0 | 0 | 0 | 0 | 0 | #VALUE! | ERROR | 0 | 0 | 0 | 0 | 0 | New Hanover | 0 | 0 | 0 | 0 | 0 | 0 | 0 | 0 | 0 | 0 | 0 | 0 | 0 | 0 | 0 | 0 | 0 | 0 | 0 | 0 | 0 | 0 | 0 | 0 | 0 | 0 | 0 | 0 | 0 | 0 | 0 | 0 | 0 | 0 | 0 | 0 | 0 | 0 | 0 | 0
Broad River Water Authority | 5.7948 | 13 | 4.337 |  | 16380 | 0.764 | 0.126 | 0.183 | 0.132 | 0.15 | 0.10283 | 46.6422 | 16850 | 17800 | 18740 | 19690 | 20640 | Rutherford | 0.762 | 0.756 | 0.746 | 0.735 | 0.722 | 0.117 | 0.106 | 0.096 | 0.088 | 0.082 | 0.168 | 0.155 | 0.131 | 0.119 | 0.107 | 0.119 | 0.108 | 0.098 | 0.093 | 0.088 | 0.168 | 0.174 | 0.176 | 0.179 | 0.181 | 0.27 | 0.29 | 0.31 | 0.32 | 0.33 | 0 | 0 | 0 | 0 | 0 | 0 | 0 | 0 | 0 | 0
Broadway | 0.086417 | 0.3 | 0 |  | 1654 | 0.068 | 0.009 | 0 | 0.003 | 0 | 0.0064167 | 41.1125 | 1848 | 2113 | 2430 | 2795 | 3186 | Lee | 0.086 | 0.099 | 0.114 | 0.131 | 0.152 | 0.015 | 0.024 | 0.028 | 0.032 | 0.035 | 0 | 0 | 0 | 0 | 0.001 | 0.006 | 0.007 | 0.008 | 0.009 | 0.01 | 0 | 0 | 0 | 0 | 0 | 0.011 | 0.011 | 0.011 | 0.011 | 0.011 | 0 | 0 | 0 | 0 | 0 | 0 | 0 | 0 | 0 | 0
Broadway Water Association. Inc. | 0.19583 | 0 | 0 |  | 4300 | 0.17 | 0.008 | 0 | 0.01 | 0 | 0.0078333 | 39.5349 | 3600 | 3700 | 3800 | 3900 | 4000 | Wilkes | 0.155 | 0.16 | 0.165 | 0.169 | 0.174 | 0.02 | 0.02 | 0.02 | 0.02 | 0.02 | 0 | 0 | 0 | 0 | 0 | 0.02 | 0.02 | 0.02 | 0.02 | 0.02 | 0 | 0 | 0 | 0 | 0 | 0.029 | 0.03 | 0.031 | 0.031 | 0.032 | 0.11 | 0 | 0 | 0 | 0 | 0 | 0 | 0 | 0 | 0
BROOKFORD | ERROR | 0 | 0 |  | #N/A | 0 | 0 | 0 | 0 | 0 | #VALUE! | ERROR | 0 | 0 | 0 | 0 | 0 | Catawba | 0 | 0 | 0 | 0 | 0 | 0 | 0 | 0 | 0 | 0 | 0 | 0 | 0 | 0 | 0 | 0 | 0 | 0 | 0 | 0 | 0 | 0 | 0 | 0 | 0 | 0 | 0 | 0 | 0 | 0 | 0 | 0 | 0 | 0 | 0 | 0 | 0 | 0 | 0 | 0
Brookwood Community | 1.1991 | 1.192 | 0 |  | 16853 | 1.1 | 0.07 | 0 | 0 | 0 | 0.029083 | 65.2703 | 16800 | 16750 | 16700 | 16650 | 16600 | Cumberland | 1.05 | 1 | 0.95 | 0.9 | 0.85 | 0.068 | 0.065 | 0.063 | 0.06 | 0.055 | 0 | 0 | 0 | 0 | 0 | 0 | 0 | 0 | 0 | 0 | 0 | 0 | 0 | 0 | 0 | 0.032 | 0.031 | 0.029 | 0.028 | 0.026 | 0.25 | 0 | 0 | 0 | 0 | 0 | 0 | 0 | 0 | 0
Brunswick | 0.035417 | 0.197 | 0 |  | 415 | 0.031 | 0.003 | 0 | 0 | 0.002 | -0.00058333 | 74.6988 | 450 | 500 | 550 | 600 | 650 | Columbus | 0.031 | 0.031 | 0.032 | 0.032 | 0.033 | 0.005 | 0.006 | 0.006 | 0.006 | 0.006 | 0 | 0 | 0 | 0 | 0 | 0 | 0 | 0 | 0 | 0 | 0.002 | 0.002 | 0.002 | 0.002 | 0.003 | 0.02 | 0.021 | 0.021 | 0.021 | 0.022 | 0 | 0 | 0 | 0 | 0 | 0 | 0 | 0 | 0 | 0
Brunswick County | 14.52 | 32.875 | 4.6398 |  | 84033 | 5.722 | 0 | 1.742 | 0 | 0.92 | 1.4962 | 68.0923 | 96374 | 117025 | 138790 | 158803 | 182622 | Brunswick | 6.5 | 7.5 | 8.5 | 9.5 | 10.5 | 0 | 0 | 0 | 0 | 0 | 1.8 | 2.193 | 2.193 | 2.193 | 2.193 | 0 | 0 | 0 | 0 | 0 | 1 | 1.5 | 1.5 | 1.5 | 1.5 | 1.786 | 2.149 | 2.341 | 2.533 | 2.726 | 12 | 0 | 0 | 0 | 0 | 0 | 0 | 0 | 0 | 0
Brunswick Regional WSD | 1.6022 | 1 | 0 |  | 22153 | 1 | 0.137 | 0 | 0.037 | 0.3 | 0.12825 | 45.1406 | 22718 | 27585 | 31998 | 37117 | 44540 | Brunswick | 1.392 | 1.694 | 2.022 | 2.062 | 2.103 | 0.177 | 0.215 | 0.256 | 0.261 | 0.313 | 0 | 0 | 0 | 0 | 0 | 0.068 | 0.06 | 0.072 | 0.073 | 0.087 | 0.3 | 0.3 | 0.3 | 0.3 | 0.3 | 0.183 | 0.311 | 0.543 | 0.651 | 0.781 | 4 | 0 | 0 | 0 | 0 | 0 | 0 | 0 | 0 | 0
Bryson City | 0.42883 | 2 | 0 |  | 4007 | 0.139 | 0.152 | 0.012 | 0 | 0.01 | 0.11583 | 34.6893 | 4207 | 4417 | 4637 | 4868 | 5111 | Swain | 0.145 | 0.152 | 0.159 | 0.166 | 0.174 | 0.159 | 0.166 | 0.174 | 0.182 | 0.191 | 0.013 | 0.014 | 0.015 | 0.016 | 0.017 | 0 | 0 | 0 | 0 | 0 | 0.011 | 0.012 | 0.013 | 0.014 | 0.015 | 0.141 | 0.148 | 0.156 | 0.163 | 0.171 | 0 | 0.1 | 0 | 0 | 0 | 0 | 0 | 0 | 0 | 0
Bunn | 0.1265 | 0.5 | 0 |  | 346 | 0.025 | 0.079 | 0.002 | 0.007 | 0 | 0.0135 | 72.2543 | 1224 | 1724 | 2224 | 2724 | 3224 | Franklin | 0.05 | 0.07 | 0.09 | 0.1 | 0.12 | 0.05 | 0.07 | 0.09 | 0.1 | 0.12 | 0.05 | 0.07 | 0.09 | 0.1 | 0.12 | 0.006 | 0.009 | 0.012 | 0.015 | 0.018 | 0 | 0 | 0 | 0 | 0 | 0.021 | 0.029 | 0.037 | 0.042 | 0.05 | 0 | 0 | 0 | 0 | 0 | 0 | 0 | 0 | 0 | 0
Burgaw | 0.36992 | 0.924 | 0 |  | 4060 | 0.242 | 0.025 | 0.01 | 0.017 | 0.05 | 0.025917 | 59.6059 | 4356 | 4868 | 5380 | 5892 | 6404 | Pender | 0.26 | 0.29 | 0.321 | 0.351 | 0.382 | 0.026 | 0.029 | 0.031 | 0.034 | 0.036 | 0.01 | 0.011 | 0.011 | 0.012 | 0.012 | 0.017 | 0.018 | 0.019 | 0.02 | 0.021 | 0.053 | 0.058 | 0.063 | 0.068 | 0.073 | 0.027 | 0.03 | 0.032 | 0.035 | 0.038 | 0 | 0.1 | 0 | 0 | 0 | 0 | 0 | 0 | 0 | 0
Burke County | 0.41458 | 1.1 | 0.004 |  | 4700 | 0.19 | 0.09 | 0.09 | 0.005 | 0.011 | 0.024583 | 40.4255 | 4850 | 4950 | 5100 | 5360 | 5628 | Burke | 0.282 | 0.306 | 0.332 | 0.354 | 0.372 | 0.027 | 0.029 | 0.03 | 0.032 | 0.036 | 0.047 | 0.05 | 0.052 | 0.055 | 0.057 | 0.027 | 0.029 | 0.03 | 0.032 | 0.034 | 0.012 | 0.013 | 0.014 | 0.015 | 0.016 | 0.017 | 0.018 | 0.02 | 0.021 | 0.057 | 0 | 0 | 0 | 0 | 0 | 0 | 0 | 0 | 0 | 0
Burlington | 11.8002 | 55.2 | 3.728 |  | 51923 | 3.025 | 4.04 | 0 | 0 | 0.352 | 0.65525 | 58.2593 | 56100 | 62896 | 70500 | 79000 | 88600 | Alamance | 2.9 | 3.251 | 3.645 | 4.086 | 4.581 | 3.728 | 4.179 | 4.686 | 5.253 | 5.89 | 0 | 0 | 0 | 0 | 0 | 0 | 0 | 0 | 0 | 0 | 0.379 | 0.425 | 0.476 | 0.534 | 0.599 | 2.257 | 2.53 | 2.837 | 3.18 | 3.566 | 0 | 0 | 0 | 0 | 0 | 0.1 | 0 | -0.1 | 0 | 0
Burnsville | 0.54775 | 1.48 | 0 |  | 3850 | 0.167 | 0.122 | 0.133 | 0.056 | 0.035 | 0.03475 | 43.3766 | 3989 | 4054 | 4069 | 4150 | 4200 | Yancey | 0.173 | 0.175 | 0.177 | 0.179 | 0.181 | 0.108 | 0.112 | 0.116 | 0.12 | 0.122 | 0.09 | 0.092 | 0.094 | 0.096 | 0.098 | 0.036 | 0.037 | 0.038 | 0.039 | 0.04 | 0.045 | 0.045 | 0.045 | 0.045 | 0.045 | 0.077 | 0.078 | 0.08 | 0.081 | 0.082 | 0 | 0 | 0 | 0 | 0 | 0 | 0 | 0 | 0 | 0
Cabarrus Woods | ERROR | 0 | 0 |  | #N/A | 0 | 0 | 0 | 0 | 0 | #VALUE! | ERROR | 0 | 0 | 0 | 0 | 0 | Cabarrus | 0 | 0 | 0 | 0 | 0 | 0 | 0 | 0 | 0 | 0 | 0 | 0 | 0 | 0 | 0 | 0 | 0 | 0 | 0 | 0 | 0 | 0 | 0 | 0 | 0 | 0 | 0 | 0 | 0 | 0 | 0 | 0 | 0 | 0 | 0 | 0 | 0 | 0 | 0 | 0
Caldwell Co (Addison Lane) | 0.0066667 | 0.1 | 0 |  | 128 | 0.007 | 0 | 0 | 0 | 0 | -0.00033333 | 54.6875 | 154 | 182 | 210 | 235 | 269 | Caldwell | 0.007 | 0.008 | 0.009 | 0.01 | 0.011 | 0 | 0 | 0 | 0 | 0 | 0 | 0 | 0 | 0 | 0 | 0 | 0 | 0 | 0 | 0 | 0 | 0 | 0 | 0 | 0 | 0 | 0 | 0 | 0 | 0 | 0 | 0 | 0 | 0 | 0 | 0 | 0 | 0 | 0 | 0
Caldwell Co (North) | 0.03575 | 0.099 | 0 |  | 230 | 0.008 | 0.001 | 0.026 | 0.001 | 0 | -0.00025 | 34.7826 | 235 | 240 | 245 | 250 | 255 | Caldwell | 0.007 | 0.007 | 0.007 | 0.006 | 0.006 | 0.001 | 0.001 | 0.001 | 0.001 | 0.001 | 0.026 | 0.026 | 0.025 | 0.025 | 0.024 | 0.001 | 0.001 | 0.001 | 0.001 | 0.001 | 0 | 0 | 0 | 0 | 0 | 0 | 0 | 0 | 0 | 0 | 0 | 0 | 0 | 0 | 0 | 0 | 0 | 0 | 0 | 0
Caldwell Co (Southeast) | 0.94858 | 1.935 | 0.053 |  | 14153 | 0.7 | 0.035 | 0.076 | 0.012 | 0.001 | 0.071583 | 49.4595 | 14253 | 14353 | 14453 | 14553 | 14653 | Caldwell | 0.753 | 0.753 | 0.752 | 0.752 | 0.751 | 0.035 | 0.035 | 0.034 | 0.034 | 0.033 | 0.076 | 0.076 | 0.076 | 0.075 | 0.075 | 0.012 | 0.012 | 0.011 | 0.011 | 0.01 | 0.001 | 0.001 | 0.001 | 0.001 | 0.001 | 0.079 | 0.079 | 0.078 | 0.078 | 0.078 | 0 | 0 | 0 | 0 | 0 | 0 | 0 | 0 | 0 | 0
Caldwell Co (West) | 0.56383 | 0.999 | 0 |  | 8185 | 0.352 | 0.043 | 0.031 | 0.049 | 0.001 | 0.087833 | 43.0055 | 8200 | 8250 | 8300 | 8350 | 8400 | Caldwell | 0.352 | 0.352 | 0.352 | 0.351 | 0.35 | 0.043 | 0.043 | 0.043 | 0.042 | 0.041 | 0.031 | 0.031 | 0.031 | 0.03 | 0.029 | 0.049 | 0.049 | 0.049 | 0.048 | 0.047 | 0.001 | 0.001 | 0.001 | 0.001 | 0.001 | 0.085 | 0.085 | 0.085 | 0.084 | 0.084 | 0 | 0 | 0 | 0 | 0 | 0 | 0 | 0 | 0 | 0
Caldwell County (South) | ERROR | 0 | 0 |  | #N/A | 0 | 0 | 0 | 0 | 0 | #VALUE! | ERROR | 0 | 0 | 0 | 0 | 0 | Caldwell | 0 | 0 | 0 | 0 | 0 | 0 | 0 | 0 | 0 | 0 | 0 | 0 | 0 | 0 | 0 | 0 | 0 | 0 | 0 | 0 | 0 | 0 | 0 | 0 | 0 | 0 | 0 | 0 | 0 | 0 | 0 | 0 | 0 | 0 | 0 | 0 | 0 | 0 | 0 | 0
Calypso | 0.1285 | 0.425 | 0.008 |  | 683 | 0.03 | 0.005 | 0.04 | 0.01 | 0.003 | 0.0325 | 43.9239 | 662 | 754 | 765 | 845 | 845 | Duplin | 0.081 | 0.087 | 0.088 | 0.094 | 0.094 | 0.014 | 0.017 | 0.017 | 0.02 | 0.02 | 0.05 | 0.05 | 0.05 | 0.05 | 0.05 | 0.005 | 0.006 | 0.006 | 0.007 | 0.007 | 0.002 | 0.002 | 0.002 | 0.002 | 0.002 | 0.007 | 0.008 | 0.008 | 0.009 | 0.009 | 0 | 0 | 0 | 0 | 0 | 0 | 0 | 0 | 0 | 0
Cameron | 0.0025833 | 0.083 | 0 |  | 490 | 0.002 | 0.002 | 0 | 0.002 | 0.025 | -0.028417 | 4.0816 | 573 | 630 | 693 | 762 | 831 | Moore | 0.029 | 0.031 | 0.033 | 0.035 | 0.037 | 0.002 | 0.002 | 0.002 | 0.002 | 0.002 | 0 | 0 | 0 | 0 | 0 | 0.002 | 0.002 | 0.002 | 0.002 | 0.002 | 0 | 0 | 0 | 0 | 0 | -0.03 | -0.032 | -0.033 | -0.035 | -0.037 | 0 | 0 | 0 | 0 | 0 | 0 | 0 | 0 | 0 | 0
Camp Lejeune (Courthouse Bay) | ERROR | 0 | 0 |  | #N/A | 0 | 0 | 0 | 0 | 0 | #VALUE! | ERROR | 0 | 0 | 0 | 0 | 0 | Onslow | 0 | 0 | 0 | 0 | 0 | 0 | 0 | 0 | 0 | 0 | 0 | 0 | 0 | 0 | 0 | 0 | 0 | 0 | 0 | 0 | 0 | 0 | 0 | 0 | 0 | 0 | 0 | 0 | 0 | 0 | 0 | 0 | 0 | 0 | 0 | 0 | 0 | 0 | 0 | 0
Camp Lejeune (Hadnot Point) | 2.1215 | 4.097 | 0 |  | 37500 | 0 | 0 | 2.19 | 0 | 0.059 | -0.1275 | 0 | 37500 | 37500 | 37500 | 37500 | 37500 | Onslow | 0 | 0 | 0 | 0 | 0 | 0 | 0 | 0 | 0 | 0 | 1.762 | 1.762 | 1.762 | 1.762 | 1.762 | 0 | 0 | 0 | 0 | 0 | 0.1 | 0.1 | 0.1 | 0.1 | 0.1 | 0.043 | 0.043 | 0.043 | 0.043 | 0.043 | 0.432 | 0 | 0 | 0 | 0 | 0 | 0 | 0 | 0 | 0
Camp Lejeune (Holcomb Blvd) | 2.1662 | 3.705 | 0.64885 |  | 17000 | 0 | 0 | 1.163 | 0 | 0.074 | 0.2804 | 0 | 17000 | 17000 | 17000 | 17000 | 17000 | Onslow | 0 | 0 | 0 | 0 | 0 | 0 | 0 | 0 | 0 | 0 | 1.106 | 1.106 | 1.106 | 1.106 | 1.106 | 0 | 0 | 0 | 0 | 0 | 0.075 | 0.075 | 0.075 | 0.075 | 0.075 | 0.171 | 0.171 | 0.171 | 0.171 | 0.171 | 0 | 0 | 0 | 0 | 0 | 0 | 0 | 0 | 0 | 0
Camp Lejeune (New River Air Station) | 0.62892 | 3.044 | 0 |  | 11500 | 0 | 0 | 0.599 | 0 | 0.008 | 0.021917 | 0 | 11500 | 11500 | 11500 | 11500 | 11500 | Onslow | 0 | 0 | 0 | 0 | 0 | 0 | 0 | 0 | 0 | 0 | 0.503 | 0.503 | 0.503 | 0.503 | 0.503 | 0 | 0 | 0 | 0 | 0 | 0.016 | 0.016 | 0.016 | 0.016 | 0.016 | 0.107 | 0.107 | 0.107 | 0.107 | 0.107 | 0 | 0 | 0 | 0 | 0 | 0 | 0 | 0 | 0 | 0
Camp Lejeune (Onslow Beach) | 0.031 | 0.423 | 0 |  | 320 | 0.029 | 0 | 0 | 0 | 0.002 | 0 | 90.625 | 320 | 320 | 320 | 320 | 320 | Onslow | 0.03 | 0.03 | 0.03 | 0.03 | 0.03 | 0 | 0 | 0 | 0 | 0 | 0 | 0 | 0 | 0 | 0 | 0 | 0 | 0 | 0 | 0 | 0.001 | 0.001 | 0.001 | 0.001 | 0.001 | 0.003 | 0.003 | 0.003 | 0.003 | 0.003 | 0 | 0 | 0 | 0 | 0 | 0 | 0 | 0 | 0 | 0
Camp Lejeune (Rifle Range) | 0 | 0.183 | 0 |  | 750 | 0 | 0 | 0.179 | 0 | 0 | -0.179 | 0 | 750 | 750 | 750 | 750 | 750 | Onslow | 0 | 0 | 0 | 0 | 0 | 0 | 0 | 0 | 0 | 0 | 0.145 | 0.145 | 0.145 | 0.145 | 0.145 | 0 | 0 | 0 | 0 | 0 | 0 | 0 | 0 | 0 | 0 | 0 | 0 | 0 | 0 | 0 | 0 | 0 | 0 | 0 | 0 | 0 | 0 | 0 | 0 | 0
Campbell University | ERROR | 0 | 0 |  | #N/A | 0 | 0 | 0 | 0 | 0 | #VALUE! | ERROR | 0 | 0 | 0 | 0 | 0 | Harnett | 0 | 0 | 0 | 0 | 0 | 0 | 0 | 0 | 0 | 0 | 0 | 0 | 0 | 0 | 0 | 0 | 0 | 0 | 0 | 0 | 0 | 0 | 0 | 0 | 0 | 0 | 0 | 0 | 0 | 0 | 0 | 0 | 0 | 0 | 0 | 0 | 0 | 0 | 0 | 0
Candor | 0.12292 | 0.154 | 0 |  | 843 | 0.042 | 0.015 | 0.053 | 0.002 | 0 | 0.010917 | 49.8221 | 850 | 850 | 850 | 850 | 850 | Montgomery | 0.042 | 0.042 | 0.042 | 0.042 | 0.042 | 0.015 | 0.015 | 0.015 | 0.015 | 0.015 | 0.053 | 0.053 | 0.053 | 0.053 | 0.053 | 0.002 | 0.002 | 0.002 | 0.002 | 0.002 | 0 | 0 | 0 | 0 | 0 | 0.011 | 0.011 | 0.011 | 0.011 | 0.011 | 0 | 0 | 0 | 0 | 0 | 0 | 0 | 0 | 0 | 0
Cane Creek Water - Sewer District | ERROR | 0 | 0 |  | #N/A | 0 | 0 | 0 | 0 | 0 | #VALUE! | ERROR | 0 | 0 | 0 | 0 | 0 | Henderson | 0 | 0 | 0 | 0 | 0 | 0 | 0 | 0 | 0 | 0 | 0 | 0 | 0 | 0 | 0 | 0 | 0 | 0 | 0 | 0 | 0 | 0 | 0 | 0 | 0 | 0 | 0 | 0 | 0 | 0 | 0 | 0 | 0 | 0 | 0 | 0 | 0 | 0 | 0 | 0
Canton | 1.4327 | 6.8 | 0.23 |  | 4210 | 0.33 | 0.14 | 0.013 | 0.013 | 0.6 | 0.10667 | 78.3848 | 4814 | 5189 | 5594 | 6030 | 6050 | Haywood | 0.385 | 0.415 | 0.447 | 0.482 | 0.5 | 0.176 | 0.199 | 0.204 | 0.22 | 0.225 | 0.154 | 0.166 | 0.179 | 0.193 | 0.2 | 0.012 | 0.013 | 0.014 | 0.015 | 0.016 | 0.037 | 0.042 | 0.045 | 0.046 | 0.047 | 0.327 | 0.357 | 0.38 | 0.409 | 0.4 | 0 | 0 | 0 | 0 | 0 | 0 | 0 | 0 | 0 | 0
Cape Fear Public Utility Authority - Wilmington | 17.8154 | 61.892 | 0 |  | 190820 | 9.789 | 3.017 | 0.193 | 1.156 | 2.474 | 1.1864 | 51.2997 | 200000 | 233526 | 298636 | 363570 | 380500 | New Hanover | 12.07 | 13.88 | 15.962 | 18.356 | 20.7 | 3.257 | 3.745 | 4.306 | 4.951 | 6.8 | 0.355 | 0.408 | 0.469 | 0.539 | 0.8 | 0.758 | 0.871 | 1.002 | 1.152 | 1.6 | 1.5 | 1.6 | 1.7 | 1.8 | 2 | 3.569 | 4.079 | 4.663 | 5.332 | 6.347 | 1 | 0 | 0 | 0 | 0 | 0.5 | 0 | 0 | 0 | 0
Carolina Beach | 0.85708 | 2.012 | 0 |  | 6042 | 0.686 | 0.1 | 0 | 0.01 | 0.004 | 0.057083 | 113.5386 | 6465 | 7370 | 8402 | 9578 | 10919 | New Hanover | 0.734 | 0.837 | 0.954 | 1.087 | 1.24 | 0.129 | 0.186 | 0.243 | 0.3 | 0.357 | 0 | 0 | 0 | 0 | 0 | 0.013 | 0.02 | 0.027 | 0.033 | 0.04 | 0.005 | 0.006 | 0.008 | 0.009 | 0.01 | 0.066 | 0.079 | 0.092 | 0.107 | 0.124 | 0 | 0 | 0 | 0 | 0 | 0 | 0 | 0 | 0 | 0
Carolina Shores SD | ERROR | 0 | 0 |  | #N/A | 0 | 0 | 0 | 0 | 0 | #VALUE! | ERROR | 0 | 0 | 0 | 0 | 0 | Brunswick | 0 | 0 | 0 | 0 | 0 | 0 | 0 | 0 | 0 | 0 | 0 | 0 | 0 | 0 | 0 | 0 | 0 | 0 | 0 | 0 | 0 | 0 | 0 | 0 | 0 | 0 | 0 | 0 | 0 | 0 | 0 | 0 | 0 | 0 | 0 | 0 | 0 | 0 | 0 | 0
Carolina Trace WS | 0.19017 | 0.289 | 0 |  | 4436 | 0.164 | 0.004 | 0 | 0 | 0.005 | 0.017167 | 36.9702 | 5220 | 5220 | 5220 | 5220 | 5220 | Lee | 0.2 | 0.2 | 0.2 | 0.2 | 0.2 | 0.004 | 0.004 | 0.004 | 0.004 | 0.004 | 0 | 0 | 0 | 0 | 0 | 0 | 0 | 0 | 0 | 0 | 0.009 | 0.009 | 0.009 | 0.009 | 0.009 | 0.022 | 0.022 | 0.022 | 0.022 | 0.022 | 0.025 | 0 | 0 | 0 | 0 | 0 | 0 | 0 | 0 | 0
Carthage | 7.4258 | 1 | 0 |  | 2440 | 0.205 | 0.007 | 0 | 0.002 | 0.02 | 7.1918 | 84.0164 | 2600 | 2800 | 3000 | 3200 | 3300 | Moore | 0.188 | 0.191 | 0.2 | 0.225 | 0.253 | 0.069 | 0.075 | 0.075 | 0.078 | 0.09 | 0.016 | 0.017 | 0.018 | 0.018 | 0.02 | 0.1 | 0.11 | 0.11 | 0.111 | 0.112 | 0.126 | 0.14 | 0.15 | 0.16 | 0.167 | 0.073 | 0.077 | 0.08 | 0.086 | 0.093 | 0 | 0 | 0 | 0 | 0 | 0 | 0 | 0 | 0 | 0
Cary | 17.1842 | 30.5 | 0.50653 |  | 177618 | 9.384 | 3.229 | 0.327 | 0.278 | 3.03 | 0.42963 | 52.8325 | 176400 | 208100 | 230700 | 247900 | 248400 | Wake | 12 | 14.5 | 16.2 | 17.7 | 17.8 | 5.6 | 7.6 | 9 | 9.4 | 9.5 | 0.4 | 0.7 | 1 | 1.1 | 1.1 | 0.3 | 0.4 | 0.4 | 0.4 | 0.4 | 3.8 | 4.8 | 5.4 | 5.9 | 5.9 | 0.9 | 1.2 | 1.4 | 1.5 | 1.5 | 7 | 0 | 0 | 0 | 0 | 0 | 0 | 0 | 0 | 0
Castalia | ERROR | 0 | 0 |  | #N/A | 0 | 0 | 0 | 0 | 0 | #VALUE! | ERROR | 0 | 0 | 0 | 0 | 0 | Nash | 0 | 0 | 0 | 0 | 0 | 0 | 0 | 0 | 0 | 0 | 0 | 0 | 0 | 0 | 0 | 0 | 0 | 0 | 0 | 0 | 0 | 0 | 0 | 0 | 0 | 0 | 0 | 0 | 0 | 0 | 0 | 0 | 0 | 0 | 0 | 0 | 0 | 0 | 0 | 0
Caswell Beach | ERROR | 0 | 0 |  | #N/A | 0 | 0 | 0 | 0 | 0 | #VALUE! | ERROR | 0 | 0 | 0 | 0 | 0 | Brunswick | 0 | 0 | 0 | 0 | 0 | 0 | 0 | 0 | 0 | 0 | 0 | 0 | 0 | 0 | 0 | 0 | 0 | 0 | 0 | 0 | 0 | 0 | 0 | 0 | 0 | 0 | 0 | 0 | 0 | 0 | 0 | 0 | 0 | 0 | 0 | 0 | 0 | 0 | 0 | 0
Central Nash WSD | 0.27275 | 0.45 | 0 |  | 4810 | 0.216 | 0.033 | 0 | 0 | 0.001 | 0.02275 | 44.9064 | 5250 | 6700 | 8500 | 11000 | 14000 | Nash | 0.215 | 0.275 | 0.35 | 0.45 | 0.575 | 0.03 | 0.04 | 0.05 | 0.06 | 0.07 | 0.1 | 0.2 | 0.25 | 0.3 | 0.35 | 0.01 | 0.015 | 0.02 | 0.02 | 0.025 | 0.015 | 0.015 | 0.02 | 0.025 | 0.03 | 0 | 0 | 0 | 0 | 0 | 0 | 0 | 0 | 0 | 0 | 0 | 0 | 0 | 0 | 0
Cerro Gordo | ERROR | 0 | 0 |  | #N/A | 0 | 0 | 0 | 0 | 0 | #VALUE! | ERROR | 0 | 0 | 0 | 0 | 0 | Columbus | 0 | 0 | 0 | 0 | 0 | 0 | 0 | 0 | 0 | 0 | 0 | 0 | 0 | 0 | 0 | 0 | 0 | 0 | 0 | 0 | 0 | 0 | 0 | 0 | 0 | 0 | 0 | 0 | 0 | 0 | 0 | 0 | 0 | 0 | 0 | 0 | 0 | 0 | 0 | 0
Chadbourn | 0.254 | 0.933 | 0 |  | 2124 | 0.153 | 0.028 | 0.03 | 0.008 | 0.002 | 0.033 | 72.0339 | 2294 | 2523 | 3053 | 3358 | 3694 | Columbus | 0.183 | 0.202 | 0.222 | 0.244 | 0.269 | 0.038 | 0.042 | 0.046 | 0.05 | 0.055 | 0.04 | 0.044 | 0.048 | 0.053 | 0.059 | 0.008 | 0.009 | 0.01 | 0.011 | 0.012 | 0.002 | 0.002 | 0.003 | 0.003 | 0.003 | 0.032 | 0.036 | 0.039 | 0.043 | 0.048 | 0 | 0 | 0 | 0 | 0 | 0 | 0 | 0 | 0 | 0
Charlotte Water | 111.2801 | 168 | 0.36 |  | 833579 | 59.66 | 21.08 | 2.88 | 5.04 | 17.02 | 5.2401 | 71.5709 | 949654 | 1144604 | 1339554 | 1527092 | 1740884 | Mecklenburg | 65.5 | 60.7 | 71 | 80.9 | 92.3 | 24.2 | 29.6 | 35.1 | 40.3 | 46.3 | 3.3 | 4 | 4.8 | 5.5 | 6.2 | 5.8 | 7.1 | 8.4 | 9.6 | 10.9 | 9.76 | 11.96 | 14.16 | 16.28 | 18.34 | 14.601 | 15.086 | 17.75 | 20.285 | 23.163 | 0 | 0 | 0 | 0 | 0 | 0 | 0 | 0 | 0 | 0
Chatham Co (East) | ERROR | 0 | 0 |  | #N/A | 0 | 0 | 0 | 0 | 0 | #VALUE! | ERROR | 0 | 0 | 0 | 0 | 0 | Chatham | 0 | 0 | 0 | 0 | 0 | 0 | 0 | 0 | 0 | 0 | 0 | 0 | 0 | 0 | 0 | 0 | 0 | 0 | 0 | 0 | 0 | 0 | 0 | 0 | 0 | 0 | 0 | 0 | 0 | 0 | 0 | 0 | 0 | 0 | 0 | 0 | 0 | 0 | 0 | 0
Chatham County Asbury Water System | 0.14133 | 0.4 | 0 |  | 1045 | 0.043 | 0.002 | 0.019 | 0.002 | 0.039 | 0.036333 | 41.1483 | 1181 | 1371 | 1591 | 1846 | 2143 | Chatham | 0.049 | 0.057 | 0.066 | 0.077 | 0.089 | 0.003 | 0.004 | 0.004 | 0.005 | 0.005 | 0.021 | 0.024 | 0.027 | 0.03 | 0.033 | 0.003 | 0.004 | 0.004 | 0.005 | 0.005 | 0.044 | 0.044 | 0.044 | 0.044 | 0.044 | 0.022 | 0.024 | 0.026 | 0.029 | 0.032 | 0 | 0 | 0 | 0 | 0 | 0 | 0 | 0 | 0 | 0
Chatham County North Water System | 1.6476 | 7 | 0 |  | 15730 | 1.101 | 0.086 | 0.187 | 0.023 | 0.027 | 0.22358 | 69.9936 | 25883 | 41610 | 57338 | 73998 | 93995 | Chatham | 2.4 | 3.95 | 5.45 | 6.97 | 8.93 | 0.277 | 0.531 | 0.839 | 1.074 | 1.374 | 0.36 | 0.69 | 1.09 | 1.395 | 1.785 | 0.083 | 0.159 | 0.251 | 0.321 | 0.411 | 1.8 | 2.42 | 3.46 | 3.4 | 4.35 | 0.37 | 0.58 | 0.83 | 0.99 | 1.27 | 10.1 | 0 | 5.1 | 0 | 0 | 0 | 0 | 0 | 0 | 0
Chatham County Southwest Water System | 0.28908 | 0.5 | 0.013 |  | 2043 | 0.094 | 0.024 | 0.087 | 0.007 | 0.024 | 0.040083 | 46.0108 | 2601 | 3019 | 3503 | 4066 | 4719 | Chatham | 0.104 | 0.121 | 0.14 | 0.163 | 0.189 | 0.018 | 0.021 | 0.024 | 0.029 | 0.033 | 0.095 | 0.111 | 0.129 | 0.149 | 0.163 | 0.006 | 0.007 | 0.008 | 0.01 | 0.011 | 0.034 | 0.034 | 0.034 | 0.034 | 0.034 | 0.04 | 0.046 | 0.052 | 0.06 | 0.067 | 0 | 0 | 0.153 | 0 | 0 | 0 | 0 | 0 | 0 | 0
Cherry Point MCAS | 4.1865 | 5.284 | 0 |  | 15926 | 1 | 0.3 | 2 | 0.2 | 0.395 | 0.2915 | 62.7904 | 15926 | 15926 | 15926 | 15926 | 15926 | Craven | 1 | 1 | 1 | 1 | 1 | 0.3 | 0.3 | 0.3 | 0.3 | 0.3 | 2 | 2 | 2 | 2 | 2 | 0.2 | 0.2 | 0.2 | 0.2 | 0.2 | 0.395 | 0.395 | 0.395 | 0.395 | 0.395 | 0.292 | 0.292 | 0.292 | 0.292 | 0.292 | 0 | 0 | 0 | 0 | 0 | 0 | 0 | 0 | 0 | 0
Cherryville | 0.62908 | 3.2 | 0 |  | 5800 | 0.307 | 0.076 | 0.032 | 0.016 | 0.09 | 0.10808 | 52.931 | 6786 | 8211 | 9935 | 12021 | 14546 | Gaston | 0.679 | 0.821 | 0.994 | 1.202 | 1.45 | 0.074 | 0.089 | 0.11 | 0.13 | 0.158 | 0.015 | 0.018 | 0.022 | 0.026 | 0.032 | 0 | 0 | 0 | 0 | 0 | 0.035 | 0.042 | 0.051 | 0.062 | 0.075 | 0.14 | 0.17 | 0.21 | 0.25 | 0.31 | 0 | 0 | 0 | 0 | 0 | 0 | 0 | 0 | 0 | 0
Chimney Rock Water Works | 0.03025 | 0.196 | 0 |  | 252 | 0.013 | 0 | 0 | 0 | 0.005 | 0.01225 | 51.5873 | 258 | 268 | 274 | 280 | 288 | Rutherford | 0.015 | 0.016 | 0.017 | 0.018 | 0.019 | 0 | 0 | 0 | 0 | 0 | 0 | 0 | 0 | 0 | 0 | 0 | 0 | 0 | 0 | 0 | 0.006 | 0.006 | 0.007 | 0.007 | 0.008 | 0.015 | 0.016 | 0.017 | 0.018 | 0.019 | 0 | 0 | 0 | 0 | 0 | 0 | 0 | 0 | 0 | 0
China Grove | 0.41942 | 2.116 | 0 |  | 4167 | 0.25 | 0.02 | 0.085 | 0.02 | 0.003 | 0.041417 | 59.9952 | 4167 | 4167 | 4203 | 4287 | 4374 | Rowan | 0.25 | 0.25 | 0.252 | 0.257 | 0.262 | 0.021 | 0.022 | 0.023 | 0.024 | 0.026 | 0.087 | 0.088 | 0.09 | 0.092 | 0.094 | 0.02 | 0.021 | 0.021 | 0.022 | 0.022 | 0.003 | 0.003 | 0.003 | 0.003 | 0.003 | 0.042 | 0.043 | 0.043 | 0.044 | 0.045 | 0 | 0 | 0 | 0 | 0 | 0 | 0 | 0 | 0 | 0
Chinquapin Water Association | 0.32342 | 0.717 | 0.042 |  | 4361 | 0.228 | 0.009 | 0 | 0.024 | 0.002 | 0.018417 | 52.2816 | 4537 | 5000 | 5490 | 6000 | 6555 | Duplin | 0.231 | 0.235 | 0.241 | 0.247 | 0.254 | 0.01 | 0.011 | 0.011 | 0.012 | 0.012 | 0 | 0 | 0 | 0 | 0 | 0.029 | 0.029 | 0.03 | 0.03 | 0.031 | 0.003 | 0.003 | 0.003 | 0.003 | 0.004 | 0.011 | 0.011 | 0.012 | 0.012 | 0.012 | 0 | 0 | 0 | 0 | 0 | 0 | 0 | 0 | 0 | 0
Chocowinity | 0.198 | 0.774 | 0 |  | 2560 | 0.156 | 0.02 | 0 | 0.001 | 0.01 | 0.011 | 60.9375 | 2700 | 2900 | 3100 | 3300 | 3600 | Beaufort | 0.188 | 0.2 | 0.22 | 0.24 | 0.26 | 0.025 | 0.03 | 0.035 | 0.04 | 0.045 | 0.01 | 0.012 | 0.014 | 0.016 | 0.018 | 0.007 | 0.009 | 0.011 | 0.013 | 0.015 | 0.01 | 0.015 | 0.02 | 0.025 | 0.03 | 0.002 | 0.002 | 0.002 | 0.002 | 0.002 | 0 | 0 | 0 | 0 | 0 | 0 | 0 | 0 | 0 | 0
Chowan County | 0.8775 | 1.763 | 0 |  | 10762 | 0.559 | 0.05 | 0.006 | 0.022 | 0.04 | 0.2005 | 51.942 | 11500 | 11650 | 11785 | 11902 | 12362 | Chowan | 0.6 | 0.65 | 0.705 | 0.775 | 0.825 | 0.05 | 0.055 | 0.065 | 0.075 | 0.09 | 0.005 | 0.005 | 0.006 | 0.007 | 0.01 | 0.022 | 0.023 | 0.025 | 0.028 | 0.03 | 0.038 | 0.04 | 0.05 | 0.055 | 0.065 | 0.229 | 0.248 | 0.273 | 0.302 | 0.327 | 0 | 0 | 0 | 0 | 0 | 0 | 0 | 0 | 0 | 0
City of Randleman | 0.94683 | 2 | 0 |  | 4334 | 0.823 | 0.076 | 0.003 | 0.001 | 0.002 | 0.041833 | 189.8939 | 4700 | 5100 | 5500 | 5900 | 6300 | Randolph | 0.216 | 0.235 | 0.253 | 0.271 | 0.29 | 0.163 | 0.171 | 0.201 | 0.233 | 0.245 | 0.348 | 0.404 | 0.468 | 0.543 | 0.543 | 0.048 | 0.056 | 0.064 | 0.072 | 0.08 | 0.025 | 0.027 | 0.029 | 0.031 | 0.033 | -0.045 | -0.051 | -0.058 | -0.065 | -0.068 | 0 | 0 | 0 | 0 | 0 | 0 | 0 | 0 | 0 | 0
City of Winston-Salem | 38.325 | 133 | 0.14605 |  | 330700 | 14.84 | 9.94 | 5.59 | 0.92 | 0.8 | 6.0889 | 44.8745 | 350000 | 401000 | 453000 | 505000 | 557000 | Forsyth | 17.797 | 19.317 | 20.838 | 22.725 | 25.065 | 6.697 | 8.046 | 8.546 | 9.166 | 9.935 | 12.38 | 14.43 | 14.43 | 14.43 | 14.43 | 1.372 | 1.489 | 1.606 | 1.751 | 1.931 | 0.734 | 0.83 | 0.872 | 0.922 | 0.986 | 1.95 | 2.15 | 2.36 | 2.6 | 2.85 | 0 | 0 | 0 | 0 | 0 | 8 | 0 | -2 | -6 | 0
Claremont | 0.297 | 0.58 | 0 |  | 1998 | 0.096 | 0 | 0.149 | 0 | 0.018 | 0.034 | 48.048 | 2049 | 2090 | 2132 | 2174 | 2218 | Catawba | 0.098 | 0.1 | 0.102 | 0.104 | 0.106 | 0 | 0 | 0 | 0 | 0 | 0.152 | 0.155 | 0.158 | 0.161 | 0.164 | 0 | 0 | 0 | 0 | 0 | 0.018 | 0.018 | 0.019 | 0.019 | 0.019 | 0.011 | 0.011 | 0.012 | 0.012 | 0.013 | 0 | 0 | 0 | 0 | 0 | 0 | 0 | 0 | 0 | 0
Clarkton | 0.16483 | 0.684 | 0 |  | 900 | 0.064 | 0.008 | 0.06 | 0.01 | 0.015 | 0.0078333 | 71.1111 | 920 | 930 | 940 | 950 | 960 | Bladen | 0.07 | 0.071 | 0.072 | 0.073 | 0.074 | 0.01 | 0.011 | 0.012 | 0.013 | 0.014 | 0.06 | 0.061 | 0.062 | 0.063 | 0.064 | 0.01 | 0.011 | 0.012 | 0.013 | 0.014 | 0.003 | 0.003 | 0.003 | 0.003 | 0.003 | 0.04 | 0.041 | 0.042 | 0.043 | 0.044 | 0 | 0 | 0 | 0 | 0 | 0 | 0 | 0 | 0 | 0
Clay Co WSD | 0.16033 | 0.569 | 0 |  | 1384 | 0.05 | 0.038 | 0.006 | 0.015 | 0.043 | 0.0083333 | 36.1272 | 1713 | 2388 | 2820 | 3330 | 3929 | Clay | 0.125 | 0.175 | 0.2 | 0.24 | 0.28 | 0.045 | 0.068 | 0.09 | 0.11 | 0.13 | 0.03 | 0.05 | 0.05 | 0.05 | 0.05 | 0.025 | 0.029 | 0.033 | 0.039 | 0.046 | 0.02 | 0.022 | 0.025 | 0.028 | 0.03 | 0.023 | 0.032 | 0.039 | 0.047 | 0.056 | 0 | 0 | 0 | 0 | 0 | 0 | 0 | 0 | 0 | 0
Clayton | 2.4993 | 2.593 | 0 |  | 19170 | 1.028 | 0.405 | 1.001 | 0.056 | 0.009 | 0.00025 | 53.6255 | 21688 | 29127 | 39118 | 52535 | 70555 | Johnston | 1.135 | 1.384 | 1.687 | 2.056 | 2.506 | 0.447 | 0.545 | 0.664 | 0.81 | 0.987 | 1.105 | 1.347 | 1.642 | 2.002 | 2.44 | 0.062 | 0.075 | 0.092 | 0.112 | 0.137 | 0.01 | 0.012 | 0.015 | 0.018 | 0.022 | 0.097 | 0.118 | 0.144 | 0.175 | 0.213 | 0.986 | 0.74 | 0.902 | 1.1 | 0 | 0 | 0 | 0 | 0 | 0
Clayton North | ERROR | 0 | 0 |  | #N/A | 0 | 0 | 0 | 0 | 0 | #VALUE! | ERROR | 0 | 0 | 0 | 0 | 0 | Johnston | 0 | 0 | 0 | 0 | 0 | 0 | 0 | 0 | 0 | 0 | 0 | 0 | 0 | 0 | 0 | 0 | 0 | 0 | 0 | 0 | 0 | 0 | 0 | 0 | 0 | 0 | 0 | 0 | 0 | 0 | 0 | 0 | 0 | 0 | 0 | 0 | 0 | 0 | 0 | 0
Cleveland | 0.0885 | 0.206 | 0 |  | 870 | 0.047 | 0.008 | 0.01 | 0.006 | 0.002 | 0.0155 | 54.023 | 873 | 876 | 880 | 885 | 890 | Rowan | 0.047 | 0.048 | 0.048 | 0.048 | 0.048 | 0.008 | 0.008 | 0.008 | 0.008 | 0.008 | 0.01 | 0.01 | 0.01 | 0.01 | 0.01 | 0.006 | 0.006 | 0.006 | 0.006 | 0.006 | 0.002 | 0.002 | 0.002 | 0.002 | 0.002 | 0.012 | 0.012 | 0.013 | 0.013 | 0.013 | 0 | 0 | 0 | 0 | 0 | 0 | 0 | 0 | 0 | 0
Cleveland County Water | 4.3788 | 10 | 0.0015205 |  | 48759 | 2.893 | 0.168 | 0.38 | 0.07 | 0.38 | 0.48623 | 59.3326 | 51479 | 56919 | 62383 | 68371 | 73236 | Cleveland | 2.994 | 3.017 | 3.265 | 3.513 | 3.8 | 0.17 | 0.174 | 0.177 | 0.181 | 0.184 | 0.39 | 0.395 | 0.403 | 0.41 | 0.415 | 0.077 | 0.091 | 0.105 | 0.119 | 0.133 | 0.531 | 0.538 | 0.549 | 0.557 | 0.563 | 0.306 | 0.323 | 0.342 | 0.361 | 0.381 | 0 | 0 | 0 | 0 | 0 | 0 | 0 | 0 | 0 | 0
Cliffdale West | 1.1359 | 1.974 | 0 |  | 14080 | 1.006 | 0.02 | 0 | 0 | 0 | 0.10992 | 71.4489 | 14080 | 14000 | 13900 | 13800 | 13700 | Cumberland | 1 | 0.98 | 0.975 | 0.95 | 0.9 | 0.022 | 0.02 | 0.018 | 0.015 | 0.012 | 0 | 0 | 0 | 0 | 0 | 0 | 0 | 0 | 0 | 0 | 0 | 0 | 0 | 0 | 0 | 0.015 | 0.015 | 0.015 | 0.014 | 0.013 | 0 | 0 | 0 | 0 | 0 | 0 | 0 | 0 | 0 | 0
Clinton | 1.5587 | 5.949 | 0.257 |  | 10275 | 0.462 | 0.778 | 0 | 0 | 0.016 | 0.045667 | 44.9635 | 13659 | 16445 | 19798 | 23835 | 27872 | Sampson | 0.641 | 0.737 | 0.848 | 0.975 | 1.121 | 0.764 | 0.84 | 0.925 | 1.018 | 1.119 | 2.5 | 3.25 | 3.58 | 3.93 | 4.33 | 0 | 0 | 0 | 0 | 0 | 0.044 | 0.048 | 0.053 | 0.059 | 0.064 | 0.135 | 0.167 | 0.185 | 0.204 | 0.227 | 1.5 | 0 | 0 | 0 | 0 | 0 | 0 | 0 | 0 | 0
Clyde | 0.22133 | 1 | 0 |  | 2978 | 0.132 | 0.009 | 0 | 0.003 | 0.006 | 0.071333 | 44.3251 | 2363 | 2589 | 2838 | 3110 | 3359 | Haywood | 0.225 | 0.247 | 0.271 | 0.296 | 0.32 | 0.013 | 0.014 | 0.016 | 0.017 | 0.018 | 0 | 0 | 0 | 0 | 0 | 0.004 | 0.004 | 0.004 | 0.005 | 0.005 | 0 | 0 | 0 | 0 | 0 | 0.04 | 0.04 | 0.04 | 0.04 | 0.04 | 0 | 0 | 0 | 0 | 0 | 0 | 0 | 0 | 0 | 0
Coats | 0.14917 | 0.72 | 0 |  | 2280 | 0.111 | 0.022 | 0 | 0.001 | 0.001 | 0.014167 | 48.6842 | 2302 | 2359 | 2418 | 2479 | 2531 | Harnett | 0.116 | 0.12 | 0.124 | 0.128 | 0.132 | 0.026 | 0.028 | 0.03 | 0.032 | 0.034 | 0 | 0 | 0 | 0 | 0 | 0.004 | 0.004 | 0.005 | 0.005 | 0.005 | 0.002 | 0.003 | 0.003 | 0.003 | 0.003 | 0.002 | 0.002 | 0.002 | 0.002 | 0.002 | 0 | 0 | 0 | 0 | 0 | 0 | 0 | 0 | 0 | 0
Cofield | 0.0245 | 0.144 | 0 |  | 417 | 0.034 | 0.011 | 0 | 0.002 | 0 | -0.0225 | 81.5348 | 420 | 424 | 430 | 432 | 445 | Hertford | 0.04 | 0.048 | 0.06 | 0.062 | 0.088 | 0.013 | 0.013 | 0.016 | 0.017 | 0.02 | 0.005 | 0.005 | 0.005 | 0.005 | 0.005 | 0.003 | 0.003 | 0.004 | 0.004 | 0.006 | 0.002 | 0.002 | 0.003 | 0.003 | 0.004 | -0.032 | -0.036 | -0.045 | -0.046 | -0.063 | 0 | 0 | 0 | 0 | 0 | 0 | 0 | 0 | 0 | 0
Columbia | 0.15033 | 0.407 | 0.003 |  | 891 | 0.044 | 0.068 | 0 | 0.021 | 0.01 | 0.0043333 | 49.3827 | 1000 | 1200 | 1400 | 1600 | 1800 | Tyrrell | 0.05 | 0.055 | 0.06 | 0.065 | 0.07 | 0.07 | 0.075 | 0.08 | 0.085 | 0.09 | 0 | 0 | 0 | 0 | 0 | 0.023 | 0.025 | 0.027 | 0.029 | 0.031 | 0.012 | 0.014 | 0.016 | 0.018 | 0.02 | 0.008 | 0.008 | 0.009 | 0.01 | 0.01 | 0 | 0 | 0 | 0 | 0 | 0 | 0 | 0 | 0 | 0
Columbus | 0.24333 | 0.857 | 0 |  | 982 | 0.06 | 0.088 | 0 | 0 | 0.068 | 0.027333 | 61.0998 | 1001 | 1020 | 1050 | 1053 | 1059 | Polk | 0.065 | 0.07 | 0.075 | 0.08 | 0.085 | 0.09 | 0.09 | 0.09 | 0.095 | 0.095 | 0 | 0 | 0 | 0 | 0 | 0 | 0 | 0 | 0 | 0 | 0.056 | 0.054 | 0.053 | 0.052 | 0.051 | 0.019 | 0.02 | 0.022 | 0.022 | 0.023 | 0 | 0 | 0 | 0 | 0 | 0 | 0 | 0 | 0 | 0
Columbus Co WSD I | 0.17467 | 0.325 | 0 |  | 4080 | 0.167 | 0.019 | 0.003 | 0.006 | 0.008 | -0.028333 | 40.9314 | 4090 | 4115 | 4140 | 4165 | 4190 | Columbus | 0.158 | 0.166 | 0.174 | 0.183 | 0.193 | 0.016 | 0.016 | 0.017 | 0.018 | 0.019 | 0 | 0 | 0 | 0 | 0 | 0.003 | 0.003 | 0.003 | 0.004 | 0.004 | 0.015 | 0.017 | 0.018 | 0.019 | 0.019 | 0.006 | 0.006 | 0.007 | 0.008 | 0.008 | 0 | 0 | 0 | 0 | 0 | 0 | 0 | 0 | 0 | 0
Columbus Co WSD II | 0.40167 | 0.648 | 0 |  | 4490 | 0.215 | 0.003 | 0.002 | 0.004 | 0.008 | 0.16967 | 47.8842 | 4593 | 4743 | 4893 | 5043 | 5193 | Columbus | 0.145 | 0.152 | 0.16 | 0.168 | 0.176 | 0.004 | 0.005 | 0.005 | 0.006 | 0.007 | 0.006 | 0.007 | 0.007 | 0.008 | 0.009 | 0.003 | 0.004 | 0.004 | 0.005 | 0.005 | 0.015 | 0.016 | 0.017 | 0.018 | 0.019 | -0.205 | -0.229 | -0.238 | -0.25 | -0.259 | 0 | 0 | 0 | 0 | 0 | 0 | 0 | 0 | 0 | 0
Columbus Co WSD III | 0.18858 | 0.648 | 0 |  | 3125 | 0.171 | 0.005 | 0.004 | 0.003 | 0.01 | -0.0044167 | 54.72 | 3165 | 3240 | 3315 | 3390 | 33465 | Columbus | 0.16 | 0.17 | 0.18 | 0.19 | 0.2 | 0.03 | 0.04 | 0.05 | 0.06 | 0.07 | 0 | 0 | 0 | 0 | 0 | 0.01 | 0.01 | 0.01 | 0.01 | 0.01 | 0.09 | 0.1 | 0.11 | 0.12 | 0.13 | -0.261 | -0.289 | -0.317 | -0.345 | -0.373 | 0 | 0 | 0 | 0 | 0 | 0 | 0 | 0 | 0 | 0
Columbus Co WSD IV | 0.22608 | 0.385 | 0 |  | 2340 | 0.091 | 0.003 | 0.027 | 0.004 | 0.005 | 0.096083 | 38.8889 | 2351 | 2401 | 2451 | 2501 | 2551 | Columbus | 0.082 | 0.087 | 0.092 | 0.097 | 0.102 | 0.006 | 0.006 | 0.007 | 0.007 | 0.008 | 0.09 | 0.1 | 0.101 | 0.105 | 0.106 | 0.01 | 0.011 | 0.012 | 0.013 | 0.014 | 0.003 | 0.003 | 0.004 | 0.005 | 0.006 | 0.001 | 0.001 | 0.002 | 0.003 | 0.004 | 0 | 0 | 0 | 0 | 0 | 0 | 0 | 0 | 0 | 0
Concord | 11.4467 | 27.25 | 0.996 |  | 94198 | 5.234 | 2.263 | 0.695 | 0.002 | 1.594 | 0.66275 | 55.5638 | 108827 | 131365 | 158570 | 191409 | 231049 | Cabarrus | 6.373 | 7.625 | 8.758 | 10.573 | 12.762 | 2.93 | 3.506 | 4.026 | 4.86 | 5.866 | 0.512 | 0.79 | 0.907 | 1.095 | 1.321 | 0.001 | 0.002 | 0.003 | 0.003 | 0.004 | 1.211 | 1.871 | 2.149 | 2.594 | 3.131 | 0.494 | 0.618 | 0.71 | 0.857 | 1.035 | 0 | 0 | 3 | 0 | 0 | 0 | 0 | 0 | 0 | 0
Concord Community WS | 0.081833 | 0.397 | 0 |  | 950 | 0.082 | 0 | 0 | 0 | 0.001 | -0.0011667 | 86.3158 | 1013 | 1120 | 1240 | 1370 | 1500 | Rutherford | 0.084 | 0.093 | 0.103 | 0.114 | 0.126 | 0 | 0 | 0 | 0 | 0 | 0 | 0 | 0 | 0 | 0 | 0 | 0 | 0 | 0 | 0 | 0.001 | 0.001 | 0.001 | 0.001 | 0.001 | 0.003 | 0.004 | 0.004 | 0.004 | 0.005 | 0 | 0 | 0 | 0 | 0 | 0 | 0 | 0 | 0 | 0
Connestee Falls | 0.20683 | 0.53 | 0 |  | 3119 | 0.09 | 0.004 | 0 | 0 | 0.041 | 0.071833 | 28.8554 | 3220 | 3385 | 3549 | 3714 | 3879 | Transylvania | 0.097 | 0.101 | 0.105 | 0.11 | 0.115 | 0.005 | 0.005 | 0.005 | 0.005 | 0.006 | 0 | 0 | 0 | 0 | 0 | 0 | 0 | 0 | 0 | 0 | 0.04 | 0.04 | 0.04 | 0.04 | 0.04 | 0.078 | 0.08 | 0.082 | 0.085 | 0.088 | 0 | 0 | 0 | 0 | 0 | 0 | 0 | 0 | 0 | 0
Conover | 1.5628 | 3 | 0.293 |  | 14089 | 0.722 | 0.155 | 0.171 | 0.104 | 0.04 | 0.077833 | 51.2457 | 14214 | 14464 | 14714 | 14964 | 15214 | Catawba | 0.728 | 0.741 | 0.754 | 0.767 | 0.78 | 0.156 | 0.159 | 0.162 | 0.165 | 0.167 | 0.173 | 0.176 | 0.179 | 0.182 | 0.185 | 0.108 | 0.111 | 0.115 | 0.121 | 0.126 | 0.09 | 0.095 | 0.1 | 0.106 | 0.11 | 0.082 | 0.084 | 0.086 | 0.088 | 0.09 | 0 | 0 | 6 | 0 | 0 | 0 | 0 | 0 | 0 | 0
Conway | 4.4595 | 1.001 | 0 |  | 811 | 0.082 | 0.05 | 0.063 | 0.01 | 0 | 4.2545 | 101.1097 | 710 | 700 | 700 | 700 | 700 | Northampton | 0.075 | 0.075 | 0.07 | 0.07 | 0.07 | 0.035 | 0.035 | 0.03 | 0.03 | 0.03 | 0.165 | 0.165 | 0.06 | 0.06 | 0.06 | 0.002 | 0.002 | 0.002 | 0.002 | 0.002 | 0 | 0 | 0 | 0 | 0 | 0.039 | 0.039 | 0.023 | 0.023 | 0.023 | 0 | 0 | 0 | 0 | 0 | 0 | 0 | 0 | 0 | 0
Cove City | 0.035083 | 0.25 | 0 |  | 440 | 0.024 | 0.003 | 0 | 0.002 | 0.003 | 0.0030833 | 54.5455 | 480 | 525 | 552 | 585 | 627 | Craven | 0.024 | 0.025 | 0.027 | 0.03 | 0.033 | 0.003 | 0.003 | 0.003 | 0.003 | 0.003 | 0 | 0 | 0 | 0 | 0 | 0.002 | 0.002 | 0.002 | 0.002 | 0.002 | 0.003 | 0.003 | 0.003 | 0.003 | 0.003 | 0.002 | 0.002 | 0.002 | 0.002 | 0.003 | 0 | 0 | 0 | 0 | 0 | 0 | 0 | 0 | 0 | 0
Cozart Water SD | ERROR | 0 | 0 |  | #N/A | 0 | 0 | 0 | 0 | 0 | #VALUE! | ERROR | 0 | 0 | 0 | 0 | 0 | Granville | 0 | 0 | 0 | 0 | 0 | 0 | 0 | 0 | 0 | 0 | 0 | 0 | 0 | 0 | 0 | 0 | 0 | 0 | 0 | 0 | 0 | 0 | 0 | 0 | 0 | 0 | 0 | 0 | 0 | 0 | 0 | 0 | 0 | 0 | 0 | 0 | 0 | 0 | 0 | 0
Cramerton | ERROR | 0 | 0 |  | #N/A | 0 | 0 | 0 | 0 | 0 | #VALUE! | ERROR | 0 | 0 | 0 | 0 | 0 | Gaston | 0 | 0 | 0 | 0 | 0 | 0 | 0 | 0 | 0 | 0 | 0 | 0 | 0 | 0 | 0 | 0 | 0 | 0 | 0 | 0 | 0 | 0 | 0 | 0 | 0 | 0 | 0 | 0 | 0 | 0 | 0 | 0 | 0 | 0 | 0 | 0 | 0 | 0 | 0 | 0
Craven County | 2.349 | 3.539 | 0.019052 |  | 34037 | 1.828 | 0.27 | 0 | 0 | 0.025 | 0.20695 | 53.7063 | 35564 | 41593 | 48645 | 56892 | 62500 | Craven | 2 | 2.5 | 3 | 3.5 | 4 | 0.28 | 0.33 | 0.39 | 0.45 | 0.5 | 0 | 0 | 0 | 0 | 0 | 0 | 0 | 0 | 0 | 0 | 0.041 | 0.041 | 0.041 | 0.041 | 0.041 | 0.211 | 0.261 | 0.312 | 0.363 | 0.413 | 3 | 0 | 0 | 0 | 0 | 0.085 | 0 | 0 | 0 | 0
Creedmoor | ERROR | 0 | 0 |  | #N/A | 0 | 0 | 0 | 0 | 0 | #VALUE! | ERROR | 0 | 0 | 0 | 0 | 0 | Granville | 0 | 0 | 0 | 0 | 0 | 0 | 0 | 0 | 0 | 0 | 0 | 0 | 0 | 0 | 0 | 0 | 0 | 0 | 0 | 0 | 0 | 0 | 0 | 0 | 0 | 0 | 0 | 0 | 0 | 0 | 0 | 0 | 0 | 0 | 0 | 0 | 0 | 0 | 0 | 0
Creswell | 0.047417 | 0.284 | 0 |  | 482 | 0.027 | 0.003 | 0.002 | 0.002 | 0.003 | 0.010417 | 56.0166 | 450 | 450 | 450 | 450 | 450 | Washington | 0.03 | 0.03 | 0.03 | 0.03 | 0.03 | 0.006 | 0.006 | 0.006 | 0.006 | 0.006 | 0.01 | 0.01 | 0.01 | 0.01 | 0.01 | 0.005 | 0.005 | 0.005 | 0.005 | 0.005 | 0.003 | 0.003 | 0.003 | 0.003 | 0.003 | 0.004 | 0.004 | 0.004 | 0.004 | 0.004 | 0 | 0 | 0 | 0 | 0 | 0 | 0 | 0 | 0 | 0
Crossnore | 0.04275 | 0.086 | 0 |  | 235 | 0.007 | 0.001 | 0 | 0.013 | 0.001 | 0.02075 | 29.7872 | 245 | 265 | 285 | 305 | 325 | Avery | 0.007 | 0.007 | 0.007 | 0.007 | 0.007 | 0.001 | 0.001 | 0.001 | 0.001 | 0.001 | 0 | 0 | 0 | 0 | 0 | 0.013 | 0.013 | 0.013 | 0.013 | 0.013 | 0.001 | 0.001 | 0.001 | 0.001 | 0.001 | 0.02 | 0.02 | 0.02 | 0.02 | 0.02 | 0 | 0 | 0 | 0 | 0 | 0 | 0 | 0 | 0 | 0
Currituck Co - Mainland | 1.3662 | 3.268 | 0 |  | 12500 | 0.576 | 0.396 | 0 | 0.016 | 0.283 | 0.095167 | 46.08 | 12600 | 12800 | 13000 | 13200 | 13400 | Currituck | 0.578 | 0.58 | 0.59 | 0.6 | 0.61 | 0.67 | 0.68 | 0.69 | 0.7 | 0.71 | 0 | 0 | 0 | 0 | 0 | 0.016 | 0.017 | 0.018 | 0.019 | 0.02 | 0.253 | 0.254 | 0.255 | 0.256 | 0.257 | 0.128 | 0.13 | 0.132 | 0.135 | 0.137 | 0 | 0 | 0 | 0 | 0 | 0 | 0 | 0 | 0 | 0
Dallas | 0.52867 | 1 | 0 |  | 6795 | 0.243 | 0.072 | 0.143 | 0 | 0.1 | -0.029333 | 35.7616 | 7170 | 7456 | 7754 | 8064 | 8386 | Gaston | 0.292 | 0.293 | 0.304 | 0.305 | 0.306 | 0.152 | 0.153 | 0.154 | 0.155 | 0.156 | 0.143 | 0.143 | 0.143 | 0.143 | 0.143 | 0 | 0 | 0 | 0 | 0 | 0.189 | 0.19 | 0.191 | 0.192 | 0.193 | 0.054 | 0.054 | 0.054 | 0.054 | 0.054 | 0 | 0 | 0 | 0 | 0 | 0 | 0 | 0 | 0 | 0
Dan River Water Inc. | 0.84033 | 1.64 | 0 |  | 12100 | 0.5 | 0.1 | 0.1 | 0.1 | 0 | 0.040333 | 41.3223 | 12747 | 13499 | 14295 | 15138 | 15300 | Rockingham | 0.801 | 0.849 | 0.899 | 0.952 | 0.99 | 0.019 | 0.021 | 0.022 | 0.023 | 0.025 | 0.001 | 0.001 | 0.001 | 0.001 | 0.003 | 0.016 | 0.017 | 0.018 | 0.019 | 0.021 | 0.001 | 0.001 | 0.001 | 0.001 | 0.001 | 0.149 | 0.158 | 0.167 | 0.177 | 0.185 | 0 | 0 | 0 | 0 | 0 | 0 | 0 | 0 | 0 | 0
Danbury | 0.034583 | 0.069 | 0 |  | 108 | 0.005 | 0 | 0 | 0.019 | 0.002 | 0.0085833 | 46.2963 | 135 | 140 | 145 | 155 | 165 | Stokes | 0.018 | 0.018 | 0.02 | 0.022 | 0.024 | 0 | 0 | 0 | 0 | 0 | 0 | 0 | 0 | 0 | 0 | 0.032 | 0.034 | 0.036 | 0.038 | 0.04 | 0.001 | 0.001 | 0.001 | 0.001 | 0.001 | -0.031 | -0.032 | -0.034 | -0.037 | -0.039 | 0 | 0 | 0 | 0 | 0 | 0 | 0 | 0 | 0 | 0
Dare Co Regional | 6.4443 | 7.949 | 2.656 |  | 24450 | 2.279 | 0.102 | 0 | 0 | 0.993 | 0.41433 | 93.2106 | 24700 | 25600 | 26700 | 26000 | 26000 | Dare | 2.66 | 2.68 | 2.7 | 2.7 | 2.7 | 0.229 | 0.232 | 0.24 | 0.242 | 0.25 | 0 | 0 | 0 | 0 | 0 | 0 | 0 | 0 | 0 | 0 | 0.901 | 0.91 | 0.91 | 0.912 | 0.922 | 0.554 | 0.559 | 0.563 | 0.564 | 0.566 | 6 | 0 | 0 | 0 | 0 | 0 | 0 | 0 | 0 | 0
Dare Co Rodanthe-Waves-Salvo | 0.43108 | 1.608 | 0 |  | 1087 | 0.244 | 0.058 | 0 | 0.001 | 0.095 | 0.033083 | 224.471 | 1163 | 1244 | 1331 | 1424 | 1524 | Dare | 0.303 | 0.333 | 0.366 | 0.403 | 0.443 | 0.046 | 0.051 | 0.056 | 0.062 | 0.067 | 0 | 0 | 0 | 0 | 0 | 0 | 0 | 0 | 0 | 0 | 0.105 | 0.128 | 0.156 | 0.19 | 0.232 | 0.025 | 0.027 | 0.03 | 0.033 | 0.036 | 0 | 0 | 0 | 0 | 0 | 0 | 0 | 0 | 0 | 0
Dare Co. Cape Hatteras | 1.3477 | 3.34 | 0 |  | 5486 | 0.479 | 0.238 | 0 | 0 | 0.478 | 0.15267 | 87.3132 | 5760 | 6048 | 6351 | 6668 | 7001 | Dare | 0.542 | 0.57 | 0.598 | 0.628 | 0.66 | 0.248 | 0.26 | 0.273 | 0.287 | 0.301 | 0 | 0 | 0 | 0 | 0 | 0 | 0 | 0 | 0 | 0 | 0.506 | 0.531 | 0.558 | 0.586 | 0.615 | 0.136 | 0.143 | 0.15 | 0.158 | 0.165 | 0 | 0 | 0 | 0 | 0 | 0 | 0 | 0 | 0 | 0
DARE CO. Stumpy Point WSD | ERROR | 0 | 0 |  | #N/A | 0 | 0 | 0 | 0 | 0 | #VALUE! | ERROR | 0 | 0 | 0 | 0 | 0 | Dare | 0 | 0 | 0 | 0 | 0 | 0 | 0 | 0 | 0 | 0 | 0 | 0 | 0 | 0 | 0 | 0 | 0 | 0 | 0 | 0 | 0 | 0 | 0 | 0 | 0 | 0 | 0 | 0 | 0 | 0 | 0 | 0 | 0 | 0 | 0 | 0 | 0 | 0 | 0 | 0
Davidson Water | 9.6079 | 36 | 0.071192 |  | 151033 | 7.179 | 0.26 | 0.219 | 0.3 | 0.409 | 1.1697 | 47.5327 | 163205 | 180705 | 198205 | 215705 | 233205 | Davidson | 8.181 | 9.204 | 10.354 | 11.649 | 13.105 | 0.271 | 0.297 | 0.323 | 0.349 | 0.379 | 0.241 | 0.265 | 0.291 | 0.321 | 0.353 | 0.329 | 0.362 | 0.398 | 0.438 | 0.482 | 0.385 | 0.432 | 0.485 | 0.545 | 0.611 | 1.482 | 1.664 | 1.867 | 2.096 | 2.352 | 0 | 0 | 0 | 0 | 0 | 0 | 0 | 0 | 0 | 0
Davie Co | 2.8111 | 73.5 | 0 |  | 26500 | 1.65 | 0.24 | 0.045 | 0.019 | 0.54 | 0.31708 | 62.2642 | 46893 | 52411 | 58176 | 64576 | 71679 | Davie | 1.944 | 2.235 | 2.57 | 2.956 | 3.399 | 0.205 | 0.235 | 0.271 | 0.311 | 0.358 | 0.178 | 0.205 | 0.236 | 0.271 | 0.312 | 0.071 | 0.082 | 0.094 | 0.108 | 0.125 | 0.328 | 0.377 | 0.433 | 0.498 | 0.573 | 0.397 | 0.456 | 0.525 | 0.603 | 0.694 | 0 | 0 | 0 | 0 | 0 | 0 | 0 | 0 | 0 | 0
Deep Run Water Corp | 0.98325 | 3.65 | 0 |  | 13174 | 0.668 | 0.043 | 0 | 0 | 0.025 | 0.24725 | 50.7059 | 16413 | 19630 | 23478 | 28080 | 28080 | Lenoir | 1.075 | 1.285 | 1.537 | 1.839 | 1.839 | 0.062 | 0.075 | 0.089 | 0.107 | 0.107 | 0 | 0 | 0 | 0 | 0 | 0 | 0 | 0 | 0 | 0 | 0 | 0 | 0 | 0 | 0 | 0.09 | 0.1 | 0.12 | 0.15 | 0.15 | 0 | 0.908 | 0 | 0 | 0 | 0 | 0 | 0 | 0 | 0
Denton | 1.2046 | 2.3 | 0.711 |  | 1686 | 0.084 | 0.024 | 0.044 | 0.031 | 0.144 | 0.16658 | 49.8221 | 1680 | 1700 | 1710 | 1725 | 1750 | Davidson | 0.082 | 0.085 | 0.086 | 0.086 | 0.088 | 0.025 | 0.026 | 0.027 | 0.028 | 0.03 | 0.041 | 0.042 | 0.043 | 0.044 | 0.045 | 0.031 | 0.031 | 0.032 | 0.033 | 0.034 | 0.145 | 0.145 | 0.145 | 0.145 | 0.145 | 0.165 | 0.255 | 0.265 | 0.275 | 0.282 | 0 | 0 | 0 | 0 | 0 | 0 | 0 | 1 | 0 | 0
Dobson | 0.8875 | 2.24 | 0.03 |  | 2200 | 0.09 | 0.09 | 0.58 | 0.031 | 0.018 | 0.0485 | 40.9091 | 2222 | 2266 | 2310 | 2354 | 2398 | Surry | 0.101 | 0.103 | 0.104 | 0.106 | 0.107 | 0.103 | 0.105 | 0.11 | 0.115 | 0.12 | 0.563 | 0.565 | 0.57 | 0.575 | 0.58 | 0.022 | 0.023 | 0.024 | 0.025 | 0.026 | 0.016 | 0.016 | 0.016 | 0.016 | 0.016 | 0.07 | 0.07 | 0.07 | 0.07 | 0.07 | 0 | 0 | 0 | 0 | 0 | 0 | 0 | 0 | 0 | 0
Dortches | 0.0068333 | 0.045 | 0 |  | 50 | 0.001 | 0.005 | 0 | 0 | 0 | 0.00083333 | 20 | 140 | 140 | 140 | 140 | 150 | Nash | 0.006 | 0.006 | 0.006 | 0.006 | 0.007 | 0.02 | 0.02 | 0.02 | 0.02 | 0.022 | 0 | 0 | 0 | 0 | 0 | 0 | 0 | 0 | 0 | 0 | 0 | 0 | 0 | 0 | 0 | 0.002 | 0.002 | 0.002 | 0.002 | 0.002 | 0 | 0 | 0 | 0 | 0 | 0 | 0 | 0 | 0 | 0
Dover | 0.03725 | 0.092 | 0 |  | 418 | 0.023 | 0.003 | 0 | 0.001 | 0.001 | 0.00925 | 55.0239 | 422 | 427 | 435 | 440 | 445 | Craven | 0.023 | 0.023 | 0.024 | 0.026 | 0.027 | 0.004 | 0.004 | 0.004 | 0.004 | 0.004 | 0 | 0 | 0 | 0 | 0 | 0.002 | 0.002 | 0.002 | 0.002 | 0.002 | 0.001 | 0.001 | 0.001 | 0.001 | 0.001 | 0.012 | 0.013 | 0.014 | 0.016 | 0.016 | 0 | 0 | 0 | 0 | 0 | 0 | 0 | 0 | 0 | 0
Drexel | 0.20775 | 0.86 | 0 |  | 3200 | 0.16 | 0.02 | 0 | 0 | 0.002 | 0.02575 | 50 | 3474 | 3837 | 4239 | 4682 | 5172 | Burke | 0.161 | 0.176 | 0.192 | 0.21 | 0.23 | 0.016 | 0.018 | 0.019 | 0.021 | 0.023 | 0.016 | 0.018 | 0.019 | 0.021 | 0.023 | 0.029 | 0.032 | 0.035 | 0.038 | 0.041 | 0.002 | 0.002 | 0.003 | 0.003 | 0.003 | 0.013 | 0.013 | 0.014 | 0.015 | 0.016 | 0 | 0 | 0 | 0 | 0 | 0 | 0 | 0 | 0 | 0
Dublin | 0.0505 | 0.15 | 0 |  | 445 | 0.028 | 0 | 0 | 0 | 0.001 | 0.0215 | 62.9213 | 450 | 455 | 460 | 465 | 470 | Bladen | 0.028 | 0.029 | 0.03 | 0.031 | 0.032 | 0 | 0 | 0 | 0 | 0 | 0 | 0 | 0 | 0 | 0 | 0 | 0 | 0 | 0 | 0 | 0.001 | 0.001 | 0.001 | 0.001 | 0.001 | 0.022 | 0.023 | 0.024 | 0.024 | 0.025 | 0 | 0 | 0 | 0 | 0 | 0 | 0 | 0 | 0 | 0
Dunn | 3.0942 | 12 | 1.481 |  | 9263 | 0.432 | 0.355 | 0.05 | 0.153 | 0.3 | 0.32316 | 46.6372 | 9363 | 9463 | 9563 | 9663 | 9763 | Harnett | 0.553 | 0.564 | 0.575 | 0.587 | 0.599 | 0.535 | 0.546 | 0.557 | 0.568 | 0.579 | 0.097 | 0.099 | 0.101 | 0.103 | 0.105 | 0.17 | 0.173 | 0.177 | 0.181 | 0.185 | 0.252 | 0.254 | 0.256 | 0.258 | 0.26 | 0.397 | 0.405 | 0.412 | 0.42 | 0.427 | 0 | 0 | 0 | 0 | 0 | 0 | 0 | 0 | 0 | 0
Duplin Co | 1.6182 | 4.261 | 0 |  | 17000 | 0.964 | 0.095 | 0.206 | 0.148 | 0.017 | 0.18817 | 56.7059 | 16252 | 16533 | 17101 | 17448 | 17961 | Duplin | 0.968 | 0.972 | 0.986 | 0.99 | 0.994 | 0.1 | 0.105 | 0.11 | 0.115 | 0.115 | 0.212 | 0.229 | 0.236 | 0.242 | 0.248 | 0.153 | 0.157 | 0.163 | 0.168 | 0.175 | 0 | 0 | 0 | 0 | 0 | 0.521 | 0.532 | 0.544 | 0.551 | 0.557 | 0 | 0 | 0 | 0 | 0 | 0 | 0 | 0 | 0 | 0
DUPLIN CO | 1.6182 | 4.261 | 0 |  | 17000 | 0.964 | 0.095 | 0.206 | 0.148 | 0.017 | 0.18817 | 56.7059 | 16252 | 16533 | 17101 | 17448 | 17961 | Duplin | 0.968 | 0.972 | 0.986 | 0.99 | 0.994 | 0.1 | 0.105 | 0.11 | 0.115 | 0.115 | 0.212 | 0.229 | 0.236 | 0.242 | 0.248 | 0.153 | 0.157 | 0.163 | 0.168 | 0.175 | 0 | 0 | 0 | 0 | 0 | 0.521 | 0.532 | 0.544 | 0.551 | 0.557 | 0 | 0 | 0 | 0 | 0 | 0 | 0 | 0 | 0 | 0
DUPLIN CO WD D | ERROR | 0 | 0 |  | #N/A | 0 | 0 | 0 | 0 | 0 | #VALUE! | ERROR | 0 | 0 | 0 | 0 | 0 | Duplin | 0 | 0 | 0 | 0 | 0 | 0 | 0 | 0 | 0 | 0 | 0 | 0 | 0 | 0 | 0 | 0 | 0 | 0 | 0 | 0 | 0 | 0 | 0 | 0 | 0 | 0 | 0 | 0 | 0 | 0 | 0 | 0 | 0 | 0 | 0 | 0 | 0 | 0 | 0 | 0
DUPLIN CO WD E | ERROR | 0 | 0 |  | #N/A | 0 | 0 | 0 | 0 | 0 | #VALUE! | ERROR | 0 | 0 | 0 | 0 | 0 | Duplin | 0 | 0 | 0 | 0 | 0 | 0 | 0 | 0 | 0 | 0 | 0 | 0 | 0 | 0 | 0 | 0 | 0 | 0 | 0 | 0 | 0 | 0 | 0 | 0 | 0 | 0 | 0 | 0 | 0 | 0 | 0 | 0 | 0 | 0 | 0 | 0 | 0 | 0 | 0 | 0
DUPLIN CO WD F | ERROR | 0 | 0 |  | #N/A | 0 | 0 | 0 | 0 | 0 | #VALUE! | ERROR | 0 | 0 | 0 | 0 | 0 | Duplin | 0 | 0 | 0 | 0 | 0 | 0 | 0 | 0 | 0 | 0 | 0 | 0 | 0 | 0 | 0 | 0 | 0 | 0 | 0 | 0 | 0 | 0 | 0 | 0 | 0 | 0 | 0 | 0 | 0 | 0 | 0 | 0 | 0 | 0 | 0 | 0 | 0 | 0 | 0 | 0
DUPLIN CO WD G | ERROR | 0 | 0 |  | #N/A | 0 | 0 | 0 | 0 | 0 | #VALUE! | ERROR | 0 | 0 | 0 | 0 | 0 | Duplin | 0 | 0 | 0 | 0 | 0 | 0 | 0 | 0 | 0 | 0 | 0 | 0 | 0 | 0 | 0 | 0 | 0 | 0 | 0 | 0 | 0 | 0 | 0 | 0 | 0 | 0 | 0 | 0 | 0 | 0 | 0 | 0 | 0 | 0 | 0 | 0 | 0 | 0 | 0 | 0
Durham | 27.2308 | 37.9 | 0.073663 |  | 270844 | 13.054 | 5.206 | 1.294 | 2.537 | 0.838 | 4.2282 | 48.1975 | 286419 | 329421 | 372423 | 415425 | 458426 | Durham | 15.47 | 17.46 | 19.37 | 21.19 | 22.92 | 7.19 | 8.4 | 9.5 | 10.53 | 11.49 | 1.24 | 1.47 | 1.68 | 1.89 | 2.07 | 2.19 | 2.41 | 2.63 | 2.84 | 3.05 | 1.04 | 1.16 | 1.3 | 1.44 | 1.51 | 3.53 | 3.24 | 3.62 | 3.98 | 3.33 | 5.2 | 6.5 | 0 | 0 | 0 | 0 | 0 | 0 | 0 | 0
Durham County (Rougemont) | ERROR | 0 | 0 |  | #N/A | 0 | 0 | 0 | 0 | 0 | #VALUE! | ERROR | 0 | 0 | 0 | 0 | 0 | Durham | 0 | 0 | 0 | 0 | 0 | 0 | 0 | 0 | 0 | 0 | 0 | 0 | 0 | 0 | 0 | 0 | 0 | 0 | 0 | 0 | 0 | 0 | 0 | 0 | 0 | 0 | 0 | 0 | 0 | 0 | 0 | 0 | 0 | 0 | 0 | 0 | 0 | 0 | 0 | 0
East Arcadia | 0.272 | 0.47 | 0.016 |  | 527 | 0.034 | 0.005 | 0 | 0 | 0.001 | 0.216 | 64.5161 | 532 | 537 | 542 | 548 | 553 | Bladen | 0.034 | 0.034 | 0.034 | 0.035 | 0.035 | 0.005 | 0.005 | 0.006 | 0.006 | 0.007 | 0 | 0 | 0 | 0 | 0 | 0 | 0 | 0 | 0 | 0 | 0.001 | 0.001 | 0.002 | 0.002 | 0.002 | 0.096 | 0.096 | 0.096 | 0.096 | 0.1 | 0 | 0 | 0 | 0 | 0 | 0 | 0 | 0 | 0 | 0
East Bend | 0.065333 | 0.245 | 0 |  | 1422 | 0.043 | 0.007 | 0 | 0.002 | 0.002 | 0.011333 | 30.2391 | 1429 | 1443 | 1457 | 1472 | 1487 | Yadkin | 0.043 | 0.043 | 0.043 | 0.043 | 0.043 | 0.007 | 0.007 | 0.007 | 0.007 | 0.008 | 0.001 | 0.001 | 0.001 | 0.001 | 0.001 | 0.002 | 0.002 | 0.002 | 0.002 | 0.003 | 0.002 | 0.002 | 0.002 | 0.002 | 0.002 | 0.012 | 0.012 | 0.012 | 0.012 | 0.013 | 0.1 | 0 | 0 | 0 | 0 | 0 | 0 | 0 | 0 | 0
East Moore Water District | 0.75917 | 3 | 0.416 |  | 6629 | 0.267 | 0.018 | 0 | 0 | 0.024 | 0.034167 | 40.2776 | 6720 | 6947 | 7080 | 7227 | 7480 | Moore | 0.25 | 0.269 | 0.314 | 0.377 | 0.428 | 0.007 | 0.008 | 0.01 | 0.011 | 0.013 | 0 | 0 | 0 | 0 | 0 | 0.004 | 0.004 | 0.005 | 0.006 | 0.007 | 0.024 | 0.024 | 0.024 | 0.024 | 0.024 | 0.047 | 0.054 | 0.063 | 0.075 | 0.084 | 0 | 0 | 0 | 0 | 0 | 0 | 0 | 0 | 0 | 0
East Spencer | 0.148 | 0.5 | 0 |  | 1508 | 0.09 | 0.001 | 0.015 | 0.024 | 0.001 | 0.017 | 59.6817 | 1541 | 1572 | 1604 | 1636 | 1668 | Rowan | 0.09 | 0.09 | 0.091 | 0.092 | 0.093 | 0.001 | 0.001 | 0.001 | 0.001 | 0.001 | 0.015 | 0.015 | 0.015 | 0.016 | 0.016 | 0.024 | 0.024 | 0.025 | 0.025 | 0.025 | 0.001 | 0.001 | 0.002 | 0.002 | 0.002 | 0.017 | 0.017 | 0.017 | 0.018 | 0.018 | 0 | 0 | 0 | 0 | 0 | 0 | 0 | 0 | 0 | 0
Eastern Pines Water Corporation | 1.4623 | 3.625 | 0 |  | 19543 | 1.151 | 0.31 | 0 | 0 | 0.007 | -0.00575 | 58.8958 | 32160 | 45810 | 0 | 0 | 0 | Pitt | 2.33 | 3.32 | 0 | 0 | 0 | 0.3 | 0.43 | 0 | 0 | 0 | 0 | 0 | 0 | 0 | 0 | 0 | 0 | 0 | 0 | 0 | 0 | 0 | 0 | 0 | 0 | 0.19 | 0.27 | 0 | 0 | 0 | 0 | 0 | 0 | 0 | 0 | 0 | 0 | 0 | 0 | 0
Eastover Sanitary District | 0.40708 | 1 | 0 |  | 6228 | 0.305 | 0.036 | 0 | 0.016 | 0.001 | 0.049083 | 48.9724 | 6400 | 6500 | 6600 | 6700 | 6800 | Cumberland | 0.315 | 0.32 | 0.33 | 0.34 | 0.35 | 0.042 | 0.044 | 0.046 | 0.048 | 0.05 | 0 | 0 | 0 | 0 | 0 | 0.013 | 0.014 | 0.015 | 0.016 | 0.017 | 0.001 | 0.001 | 0.001 | 0.001 | 0.001 | 0.039 | 0.04 | 0.041 | 0.043 | 0.044 | 0 | 0 | 0 | 0 | 0 | 0 | 0 | 0 | 0 | 0
Eastover SD | ERROR | 0 | 0 |  | #N/A | 0 | 0 | 0 | 0 | 0 | #VALUE! | ERROR | 0 | 0 | 0 | 0 | 0 | Cumberland | 0 | 0 | 0 | 0 | 0 | 0 | 0 | 0 | 0 | 0 | 0 | 0 | 0 | 0 | 0 | 0 | 0 | 0 | 0 | 0 | 0 | 0 | 0 | 0 | 0 | 0 | 0 | 0 | 0 | 0 | 0 | 0 | 0 | 0 | 0 | 0 | 0 | 0 | 0 | 0
Eden | 6.5183 | 24.17 | 0.855 |  | 15527 | 0.804 | 0.202 | 1.917 | 0.588 | 1.25 | 0.90233 | 51.7808 | 16147 | 16390 | 16513 | 16636 | 16800 | Rockingham | 1.175 | 1.185 | 1.195 | 1.2 | 1.205 | 0.085 | 0.09 | 0.095 | 0.1 | 0.105 | 1.5 | 1.55 | 1.6 | 1.65 | 1.7 | 0.137 | 0.138 | 0.139 | 0.14 | 0.141 | 0.382 | 0.386 | 0.389 | 0.392 | 0.393 | 0.257 | 0.259 | 0.262 | 0.264 | 0.264 | 0 | 0 | 0 | 0 | 0 | 0 | 0 | 0 | 0 | 0
Edenton | 0.49483 | 1.258 | 0 |  | 5500 | 0.198 | 0.096 | 0.02 | 0.102 | 0.035 | 0.043833 | 36 | 5582 | 5642 | 5702 | 5784 | 5833 | Chowan | 0.196 | 0.207 | 0.218 | 0.23 | 0.242 | 0.1 | 0.115 | 0.126 | 0.138 | 0.152 | 0.016 | 0.017 | 0.018 | 0.018 | 0.019 | 0.101 | 0.114 | 0.127 | 0.138 | 0.151 | 0.022 | 0.022 | 0.022 | 0.022 | 0.022 | 0.126 | 0.137 | 0.148 | 0.158 | 0.169 | 0 | 0 | 0 | 0 | 0 | 0 | 0 | 0 | 0 | 0
Edgecombe Co WSD | 1.0155 | 1.15 | 0 |  | 14200 | 0.624 | 0.073 | 0.045 | 0 | 0.02 | 0.2535 | 43.9437 | 12500 | 13500 | 14000 | 14000 | 14000 | Edgecombe | 0.55 | 0.57 | 0.58 | 0.59 | 0.6 | 0.05 | 0.06 | 0.07 | 0.075 | 0.076 | 0.026 | 0.027 | 0.028 | 0.029 | 0.03 | 0 | 0 | 0 | 0 | 0 | 0.015 | 0.016 | 0.017 | 0.019 | 0.02 | -0.606 | -0.588 | -0.588 | -0.588 | -0.574 | 0 | 0 | 0 | 0 | 0 | 0 | 0 | 0 | 0 | 0
EDGECOMBE CO WSD 1 | ERROR | 0 | 0 |  | #N/A | 0 | 0 | 0 | 0 | 0 | #VALUE! | ERROR | 0 | 0 | 0 | 0 | 0 | Edgecombe | 0 | 0 | 0 | 0 | 0 | 0 | 0 | 0 | 0 | 0 | 0 | 0 | 0 | 0 | 0 | 0 | 0 | 0 | 0 | 0 | 0 | 0 | 0 | 0 | 0 | 0 | 0 | 0 | 0 | 0 | 0 | 0 | 0 | 0 | 0 | 0 | 0 | 0 | 0 | 0
EDGECOMBE CO WSD 2 | ERROR | 0 | 0 |  | #N/A | 0 | 0 | 0 | 0 | 0 | #VALUE! | ERROR | 0 | 0 | 0 | 0 | 0 | Edgecombe | 0 | 0 | 0 | 0 | 0 | 0 | 0 | 0 | 0 | 0 | 0 | 0 | 0 | 0 | 0 | 0 | 0 | 0 | 0 | 0 | 0 | 0 | 0 | 0 | 0 | 0 | 0 | 0 | 0 | 0 | 0 | 0 | 0 | 0 | 0 | 0 | 0 | 0 | 0 | 0
Edgecombe Co WSD 2 | ERROR | 0 | 0 |  | #N/A | 0 | 0 | 0 | 0 | 0 | #VALUE! | ERROR | 0 | 0 | 0 | 0 | 0 | Edgecombe | 0 | 0 | 0 | 0 | 0 | 0 | 0 | 0 | 0 | 0 | 0 | 0 | 0 | 0 | 0 | 0 | 0 | 0 | 0 | 0 | 0 | 0 | 0 | 0 | 0 | 0 | 0 | 0 | 0 | 0 | 0 | 0 | 0 | 0 | 0 | 0 | 0 | 0 | 0 | 0
Edgecombe Co WSD 3 | ERROR | 0 | 0 |  | #N/A | 0 | 0 | 0 | 0 | 0 | #VALUE! | ERROR | 0 | 0 | 0 | 0 | 0 | Edgecombe | 0 | 0 | 0 | 0 | 0 | 0 | 0 | 0 | 0 | 0 | 0 | 0 | 0 | 0 | 0 | 0 | 0 | 0 | 0 | 0 | 0 | 0 | 0 | 0 | 0 | 0 | 0 | 0 | 0 | 0 | 0 | 0 | 0 | 0 | 0 | 0 | 0 | 0 | 0 | 0
Edgecombe Co WSD 5 | ERROR | 0 | 0 |  | #N/A | 0 | 0 | 0 | 0 | 0 | #VALUE! | ERROR | 0 | 0 | 0 | 0 | 0 | Edgecombe | 0 | 0 | 0 | 0 | 0 | 0 | 0 | 0 | 0 | 0 | 0 | 0 | 0 | 0 | 0 | 0 | 0 | 0 | 0 | 0 | 0 | 0 | 0 | 0 | 0 | 0 | 0 | 0 | 0 | 0 | 0 | 0 | 0 | 0 | 0 | 0 | 0 | 0 | 0 | 0
Elizabeth City | 2.285 | 3.146 | 0 |  | 18009 | 0.751 | 0.355 | 0.005 | 0.313 | 0.148 | 0.713 | 41.7014 | 18180 | 18362 | 18545 | 18730 | 18917 | Pasquotank | 0.759 | 0.887 | 0.943 | 1 | 1.05 | 0.359 | 0.362 | 0.366 | 0.369 | 0.373 | 0.005 | 0.005 | 0.005 | 0.005 | 0.005 | 0.316 | 0.319 | 0.322 | 0.326 | 0.329 | 0.149 | 0.151 | 0.152 | 0.154 | 0.155 | 0.875 | 0.95 | 0.985 | 1.021 | 1.053 | 0.25 | 0.25 | 0 | 0 | 0 | 0 | 0 | 0 | 0 | 0
Elizabethtown | 0.52042 | 0.981 | 0 |  | 3584 | 0.18 | 0.157 | 0.014 | 0.057 | 0.033 | 0.079417 | 50.2232 | 3612 | 3641 | 3670 | 3699 | 3728 | Bladen | 0.181 | 0.183 | 0.185 | 0.187 | 0.189 | 0.159 | 0.162 | 0.167 | 0.172 | 0.186 | 0.015 | 0.017 | 0.019 | 0.021 | 0.025 | 0.057 | 0.059 | 0.059 | 0.06 | 0.06 | 0.031 | 0.031 | 0.031 | 0.031 | 0.031 | 0.076 | 0.078 | 0.079 | 0.081 | 0.085 | 0 | 0.25 | 0 | 0 | 0 | 0 | 0 | 0 | 0 | 0
Elk Park | 0.0765 | 0.237 | 0 |  | 495 | 0.048 | 0.001 | 0 | 0.007 | 0.001 | 0.0195 | 96.9697 | 505 | 525 | 546 | 568 | 591 | Avery | 0.047 | 0.047 | 0.048 | 0.049 | 0.05 | 0.001 | 0.001 | 0.002 | 0.002 | 0.003 | 0 | 0 | 0 | 0 | 0 | 0.007 | 0.007 | 0.008 | 0.009 | 0.01 | 0.001 | 0.001 | 0.001 | 0.001 | 0.001 | 0.02 | 0.02 | 0.021 | 0.022 | 0.023 | 0 | 0 | 0 | 0 | 0 | 0 | 0 | 0 | 0 | 0
Elkin | 0.8055 | 5.8 | 0.09 |  | 4000 | 0.162 | 0.167 | 0.1 | 0.098 | 0.05 | 0.1385 | 40.5 | 4000 | 4000 | 4000 | 4000 | 4000 | Surry | 0.165 | 0.17 | 0.185 | 0.19 | 0.2 | 0.17 | 0.18 | 0.185 | 0.19 | 0.19 | 0.11 | 0.115 | 0.12 | 0.1 | 0.1 | 0.1 | 0.105 | 0.11 | 0.08 | 0.08 | 0.075 | 0.75 | 0.075 | 0.075 | 0.075 | 0.14 | 0.142 | 0.145 | 0.147 | 0.149 | 0 | 0 | 0 | 0 | 0 | 0 | 0 | 0 | 0 | 0
Ellenboro | 0.132 | 0.333 | 0 |  | 2028 | 0.09 | 0.007 | 0.001 | 0.02 | 0.001 | 0.013 | 44.3787 | 2038 | 2058 | 2078 | 2099 | 2120 | Rutherford | 0.09 | 0.09 | 0.09 | 0.09 | 0.09 | 0.007 | 0.008 | 0.009 | 0.01 | 0.011 | 0.001 | 0.001 | 0.001 | 0.001 | 0.001 | 0.02 | 0.022 | 0.024 | 0.027 | 0.03 | 0.001 | 0.001 | 0.001 | 0.001 | 0.001 | 0.015 | 0.015 | 0.016 | 0.016 | 0.017 | 0.333 | 0 | 0 | 0 | 0 | 0 | 0 | 0 | 0 | 0
Ellerbe | 318.3888 | 0.22 | 0 |  | 1200 | 0.41 | 0.02 | 0.015 | 0.009 | 0.145 | 317.7898 | 341.6667 | 1200 | 1200 | 1200 | 1200 | 1200 | Richmond | 0 | 0 | 0 | 0 | 0 | 0 | 0 | 0 | 0 | 0 | 0 | 0 | 0 | 0 | 0 | 0 | 0 | 0 | 0 | 0 | 0 | 0 | 0 | 0 | 0 | 0 | 0 | 0 | 0 | 0 | 0 | 0 | 0 | 0 | 0 | 0 | 0 | 0 | 0 | 0
Elm City | 0.13292 | 0.452 | 0 |  | 1375 | 0.055 | 0.009 | 0.001 | 0.006 | 0.003 | 0.058917 | 40 | 1400 | 1500 | 1525 | 1550 | 1575 | Wilson | 0.065 | 0.067 | 0.069 | 0.071 | 0.073 | 0.01 | 0.012 | 0.014 | 0.016 | 0.018 | 0.001 | 0.001 | 0.001 | 0.001 | 0.001 | 0.007 | 0.008 | 0.009 | 0.01 | 0.011 | 0.004 | 0.005 | 0.006 | 0.007 | 0.008 | 0.057 | 0.061 | 0.065 | 0.069 | 0.073 | 0 | 0 | 0 | 0 | 0 | 0 | 0 | 0 | 0 | 0
Elon | 0.599 | 1.6 | 0 |  | 11070 | 0.315 | 0.017 | 0.016 | 0.24 | 0.003 | 0.008 | 28.4553 | 13284 | 18598 | 23247 | 29059 | 36323 | Alamance | 0.382 | 0.519 | 0.656 | 0.795 | 1.005 | 0.02 | 0.025 | 0.033 | 0.043 | 0.056 | 0.016 | 0.016 | 0.016 | 0.017 | 0.017 | 0.299 | 0.448 | 0.672 | 0.874 | 1.136 | 0.01 | 0.04 | 0.08 | 0.12 | 0.18 | 0.011 | 0.016 | 0.022 | 0.028 | 0.037 | 0 | 0 | 0 | 0 | 0 | 0 | 0 | 0 | 0 | 0
Energy United Water | 1.7664 | 2.5 | 0.88241 |  | 12100 | 0.601 | 0.039 | 0.111 | 0.049 | 0.025 | 0.059006 | 49.6694 | 12250 | 13125 | 13775 | 15275 | 21000 | Alexander | 0.548 | 0.575 | 0.615 | 0.645 | 0.675 | 0.055 | 0.06 | 0.065 | 0.07 | 0.075 | 0.111 | 0.115 | 0.125 | 0.135 | 0.145 | 0.05 | 0.055 | 0.06 | 0.065 | 0.07 | 0.025 | 0.027 | 0.028 | 0.029 | 0.03 | 0.075 | 0.08 | 0.085 | 0.09 | 0.095 | 0.2 | 0 | 0 | 0 | 0 | 0 | 0 | 0 | 0 | 0
Enfield Water System | 0.26317 | 7.3 | 0.001 |  | 2536 | 0.118 | 0.051 | 0.037 | 0 | 0.02 | 0.036167 | 46.53 | 2600 | 2650 | 2850 | 3000 | 3200 | Halifax | 0.126 | 0.128 | 0.13 | 0.132 | 0.134 | 0.048 | 0.05 | 0.052 | 0.054 | 0.056 | 0.04 | 0.041 | 0.042 | 0.043 | 0.044 | 0 | 0 | 0 | 0 | 0 | 0.038 | 0.038 | 0.038 | 0.038 | 0.038 | 0.107 | 0.109 | 0.112 | 0.114 | 0.116 | 0 | 0 | 0 | 0 | 0 | 0 | 0 | 0 | 0 | 0
Erwin | ERROR | 0 | 0 |  | #N/A | 0 | 0 | 0 | 0 | 0 | #VALUE! | ERROR | 0 | 0 | 0 | 0 | 0 | Harnett | 0 | 0 | 0 | 0 | 0 | 0 | 0 | 0 | 0 | 0 | 0 | 0 | 0 | 0 | 0 | 0 | 0 | 0 | 0 | 0 | 0 | 0 | 0 | 0 | 0 | 0 | 0 | 0 | 0 | 0 | 0 | 0 | 0 | 0 | 0 | 0 | 0 | 0 | 0 | 0
Everetts | 0.029167 | 0.045 | 0 |  | 367 | 0.019 | 0.005 | 0 | 0 | 0 | 0.0051667 | 51.7711 | 400 | 425 | 450 | 475 | 500 | Martin | 0.023 | 0.024 | 0.025 | 0.026 | 0.027 | 0.004 | 0.005 | 0.006 | 0.007 | 0.008 | 0 | 0 | 0 | 0 | 0 | 0 | 0 | 0 | 0 | 0 | 0.001 | 0.001 | 0.001 | 0.001 | 0.001 | 0.002 | 0.003 | 0.003 | 0.003 | 0.003 | 0 | 0 | 0 | 0 | 0 | 0 | 0 | 0 | 0 | 0
Fair Bluff | 0.128 | 0.948 | 0 |  | 942 | 0.097 | 0.009 | 0.001 | 0.001 | 0 | 0.02 | 102.9724 | 1050 | 1425 | 1500 | 1575 | 1650 | Columbus | 0.145 | 0.153 | 0.161 | 0.17 | 0.18 | 0.014 | 0.016 | 0.018 | 0.02 | 0.025 | 0.004 | 0.004 | 0.004 | 0.004 | 0.007 | 0.008 | 0.008 | 0.008 | 0.008 | 0.008 | 0 | 0 | 0 | 0 | 0 | 0.009 | 0.01 | 0.011 | 0.012 | 0.015 | 0 | 0 | 0 | 0 | 0 | 0 | 0 | 0 | 0 | 0
Fairfield Harbour | 0.30717 | 1.012 | 0 |  | 4680 | 0.239 | 0.005 | 0 | 0 | 0.012 | 0.051167 | 51.0684 | 6739 | 7466 | 7466 | 7466 | 7466 | Craven | 0.404 | 0.479 | 0.479 | 0.479 | 0.479 | 0.01 | 0.012 | 0.012 | 0.012 | 0.012 | 0 | 0 | 0 | 0 | 0 | 0 | 0 | 0 | 0 | 0 | 0.013 | 0.013 | 0.013 | 0.013 | 0.013 | 0.083 | 0.098 | 0.098 | 0.098 | 0.098 | 0 | 0 | 0 | 0 | 0 | 0 | 0 | 0 | 0 | 0
Fairfield Sapphire | 0.30808 | 0.644 | 0 |  | 3889 | 0.125 | 0.017 | 0 | 0 | 0.022 | 0.14408 | 32.1419 | 4191 | 4681 | 4747 | 4747 | 4747 | Jackson | 0.132 | 0.138 | 0.139 | 0.139 | 0.139 | 0.018 | 0.03 | 0.03 | 0.03 | 0.03 | 0 | 0 | 0 | 0 | 0 | 0 | 0 | 0 | 0 | 0 | 0.01 | 0.01 | 0.01 | 0.01 | 0.01 | 0.14 | 0.156 | 0.157 | 0.157 | 0.157 | 0.049 | 0 | 0 | 0 | 0 | 0 | 0 | 0 | 0 | 0
Fairmont | 0.3365 | 1.386 | 0 |  | 2650 | 0.012 | 0.032 | 0 | 0 | 0 | 0.2925 | 4.5283 | 2844 | 2958 | 3076 | 3200 | 3500 | Robeson | 0.327 | 0.34 | 0.354 | 0.368 | 0.375 | 0.05 | 0.06 | 0.065 | 0.07 | 0.075 | 0.3 | 0.4 | 0.45 | 0.5 | 0.55 | 0.01 | 0.011 | 0.012 | 0.013 | 0.015 | 0 | 0 | 0 | 0 | 0 | 0.067 | 0.073 | 0.078 | 0.082 | 0.085 | 0 | 0 | 0 | 0 | 0 | 0 | 0 | 0 | 0 | 0
Faison | 0.65192 | 1.44 | 0 |  | 995 | 0.12 | 0.09 | 0.372 | 0 | 0.019 | 0.050917 | 120.603 | 820 | 850 | 875 | 900 | 925 | Duplin | 0.11 | 0.116 | 0.121 | 0.125 | 0.129 | 0.302 | 0.319 | 0.337 | 0.355 | 0.357 | 0 | 0 | 0 | 0 | 0 | 0 | 0 | 0 | 0 | 0 | 0.023 | 0.023 | 0.023 | 0.023 | 0.023 | 0.023 | 0.024 | 0.026 | 0.027 | 0.027 | 0 | 0 | 0 | 0 | 0 | 0 | 0 | 0 | 0 | 0
Faith | 0.0078333 | 0.209 | 0 |  | 1000 | 0.007 | 0 | 0 | 0 | 0 | 0.00083333 | 7 | 1010 | 1030 | 1160 | 1170 | 1180 | Rowan | 0.006 | 0.006 | 0.007 | 0.007 | 0.007 | 0 | 0.001 | 0.001 | 0.001 | 0.001 | 0 | 0 | 0 | 0 | 0 | 0 | 0 | 0 | 0 | 0 | 0 | 0 | 0 | 0 | 0 | 0.009 | 0.009 | 0.009 | 0.01 | 0.01 | 0 | 0 | 0 | 0 | 0 | 0 | 0 | 0 | 0 | 0
Falcon | 0.12725 | 0.2 | 0.011 |  | 729 | 0.061 | 0.049 | 0 | 0.008 | 0 | -0.00175 | 83.6763 | 760 | 820 | 907 | 957 | 1007 | Cumberland | 0.043 | 0.046 | 0.049 | 0.052 | 0.055 | 0.01 | 0.01 | 0.01 | 0.01 | 0.011 | 0 | 0 | 0 | 0 | 0 | 0.008 | 0.008 | 0.008 | 0.008 | 0.009 | 0 | 0 | 0 | 0 | 0 | 0.004 | 0.004 | 0.004 | 0.004 | 0.004 | 0 | 0 | 0 | 0 | 0 | 0 | 0 | 0 | 0 | 0
Fallston Water System | 0.054333 | 0.079 | 0 |  | 584 | 0.026 | 0.011 | 0 | 0 | 0.001 | 0.016333 | 44.5205 | 587 | 593 | 598 | 604 | 610 | Cleveland | 0.026 | 0.026 | 0.026 | 0.026 | 0.026 | 0.011 | 0.011 | 0.012 | 0.012 | 0.012 | 0 | 0 | 0 | 0 | 0 | 0 | 0 | 0 | 0 | 0 | 0.001 | 0.001 | 0.001 | 0.001 | 0.001 | 0.016 | 0.016 | 0.016 | 0.016 | 0.016 | 0 | 0 | 0 | 0 | 0 | 0 | 0 | 0 | 0 | 0
Farmville | 0.81617 | 5.167 | 0.056 |  | 7187 | 0.443 | 0.238 | 0.009 | 0.016 | 0.032 | 0.022167 | 61.6391 | 7553 | 7750 | 7901 | 8059 | 9205 | Pitt | 0.484 | 0.497 | 0.512 | 0.526 | 0.54 | 0.169 | 0.172 | 0.175 | 0.178 | 0.184 | 0.119 | 0.125 | 0.131 | 0.138 | 0.143 | 0.015 | 0.015 | 0.015 | 0.016 | 0.018 | 0.032 | 0.032 | 0.032 | 0.032 | 0.032 | 0 | 0 | 0 | 0 | 0 | 0 | 0 | 0 | 0 | 0 | 0 | 0 | 0 | 0 | 0
Fayetteville | 29.1568 | 90.3 | 3.35 |  | 203870 | 10.12 | 4.788 | 2.505 | 0 | 4.08 | 4.3137 | 49.6395 | 242576 | 291902 | 344905 | 361421 | 377936 | Cumberland | 15.282 | 18.39 | 21.729 | 22.77 | 23.81 | 6.55 | 7.882 | 9.313 | 9.759 | 10.205 | 5.8 | 9.77 | 13.51 | 18.57 | 23.63 | 0 | 0 | 0 | 0 | 0 | 2.697 | 3.434 | 4.186 | 4.777 | 5.363 | 2.475 | 3.151 | 3.841 | 4.384 | 4.921 | 0 | 2.5 | 0 | 0 | 0 | 0.728 | 0.269 | 0.33 | 0.416 | 0.337
FIGURE EIGHT ISLAND | ERROR | 0 | 0 |  | #N/A | 0 | 0 | 0 | 0 | 0 | #VALUE! | ERROR | 0 | 0 | 0 | 0 | 0 | New Hanover | 0 | 0 | 0 | 0 | 0 | 0 | 0 | 0 | 0 | 0 | 0 | 0 | 0 | 0 | 0 | 0 | 0 | 0 | 0 | 0 | 0 | 0 | 0 | 0 | 0 | 0 | 0 | 0 | 0 | 0 | 0 | 0 | 0 | 0 | 0 | 0 | 0 | 0 | 0 | 0
First Craven Sanitary District | 0.49258 | 1.476 | 0 |  | 6000 | 0.309 | 0.02 | 0.004 | 0.004 | 0.086 | 0.069583 | 51.5 | 6100 | 6800 | 9000 | 10000 | 12500 | Craven | 0.34 | 0.4 | 0.6 | 0.65 | 0.75 | 0.025 | 0.05 | 0.1 | 0.13 | 0.15 | 0.006 | 0.015 | 0.02 | 0.034 | 0.05 | 0.005 | 0.01 | 0.025 | 0.03 | 0.04 | 0.095 | 0.105 | 0.12 | 0.125 | 0.14 | 0.084 | 0.103 | 0.153 | 0.172 | 0.2 | 0 | 0.25 | 0 | 0 | 0 | 0 | 0 | 0 | 0 | 0
Flowers Plantation | 0.3585 | 0.418 | 0 |  | 4047 | 0.261 | 0.028 | 0 | 0 | 0.01 | 0.0595 | 64.4922 | 5464 | 8196 | 8196 | 8196 | 8196 | Johnston | 0.352 | 0.527 | 0.527 | 0.527 | 0.527 | 0.038 | 0.056 | 0.056 | 0.056 | 0.056 | 0 | 0 | 0 | 0 | 0 | 0 | 0 | 0 | 0 | 0 | 0 | 0 | 0 | 0 | 0 | 0.045 | 0.065 | 0.065 | 0.065 | 0.065 | 0.45 | 0 | 0 | 0 | 0 | 0 | 0 | 0 | 0 | 0
Fontana Dam | 0.23883 | 0.5 | 0 |  | 25 | 0.002 | 0.012 | 0 | 0 | 0.013 | 0.21183 | 80 | 25 | 25 | 25 | 25 | 25 | Graham | 0.002 | 0.002 | 0.002 | 0.002 | 0.002 | 0.012 | 0.012 | 0.012 | 0.012 | 0.012 | 0 | 0 | 0 | 0 | 0 | 0 | 0 | 0 | 0 | 0 | 0.013 | 0.013 | 0.013 | 0.013 | 0.013 | 0.213 | 0.213 | 0.213 | 0.213 | 0.213 | 0 | 0 | 0 | 0 | 0 | 0 | 0 | 0 | 0 | 0
Forest City | 2.4525 | 12 | 0.274 |  | 16558 | 0.768 | 0.444 | 0.631 | 0.125 | 0.08 | 0.1305 | 46.3824 | 17200 | 18100 | 20200 | 22600 | 25300 | Rutherford | 0.783 | 0.824 | 0.919 | 1.028 | 1.151 | 0.46 | 0.523 | 0.594 | 0.676 | 0.768 | 0.66 | 0.71 | 0.77 | 0.83 | 0.89 | 0.15 | 0.16 | 0.18 | 0.2 | 0.22 | 0.08 | 0.085 | 0.09 | 0.095 | 0.1 | 0.136 | 0.147 | 0.163 | 0.181 | 0.2 | 0 | 0 | 0 | 0 | 0 | 0 | 0 | 0 | 0 | 0
Fork Township SD | 0.86725 | 1.751 | 0 |  | 11730 | 0.615 | 0.117 | 0 | 0 | 0.015 | 0.12025 | 52.4297 | 13171 | 15285 | 17738 | 20585 | 23889 | Wayne | 0.732 | 0.85 | 0.986 | 1.144 | 1.328 | 0.112 | 0.13 | 0.151 | 0.175 | 0.203 | 0 | 0 | 0 | 0 | 0 | 0 | 0 | 0 | 0 | 0 | 0.017 | 0.02 | 0.023 | 0.026 | 0.031 | 0.144 | 0.168 | 0.195 | 0.226 | 0.262 | 0.1 | 0.49 | 0 | 0 | 0 | 0 | 0 | 0 | 0 | 0
Fork Township SD Purchase System | ERROR | 0 | 0 |  | #N/A | 0 | 0 | 0 | 0 | 0 | #VALUE! | ERROR | 0 | 0 | 0 | 0 | 0 | Wayne | 0 | 0 | 0 | 0 | 0 | 0 | 0 | 0 | 0 | 0 | 0 | 0 | 0 | 0 | 0 | 0 | 0 | 0 | 0 | 0 | 0 | 0 | 0 | 0 | 0 | 0 | 0 | 0 | 0 | 0 | 0 | 0 | 0 | 0 | 0 | 0 | 0 | 0 | 0 | 0
Fort Bragg | ERROR | 0 | 0 |  | #N/A | 0 | 0 | 0 | 0 | 0 | #VALUE! | ERROR | 0 | 0 | 0 | 0 | 0 | Cumberland | 0 | 0 | 0 | 0 | 0 | 0 | 0 | 0 | 0 | 0 | 0 | 0 | 0 | 0 | 0 | 0 | 0 | 0 | 0 | 0 | 0 | 0 | 0 | 0 | 0 | 0 | 0 | 0 | 0 | 0 | 0 | 0 | 0 | 0 | 0 | 0 | 0 | 0 | 0 | 0
Fountain | 0.05575 | 0.1 | 0 |  | 413 | 0.032 | 0.009 | 0 | 0.003 | 0.005 | 0.00675 | 77.4818 | 557 | 581 | 625 | 672 | 688 | Pitt | 0.038 | 0.04 | 0.042 | 0.044 | 0.045 | 0.011 | 0.012 | 0.012 | 0.013 | 0.014 | 0 | 0 | 0 | 0 | 0 | 0.003 | 0.003 | 0.003 | 0.003 | 0.003 | 0.005 | 0.005 | 0.005 | 0.005 | 0.005 | 0.008 | 0.008 | 0.008 | 0.009 | 0.009 | 0 | 0 | 0 | 0 | 0 | 0 | 0 | 0 | 0 | 0
Four Oaks | 0.2375 | 0.243 | 0 |  | 2439 | 0.15 | 0.04 | 0.005 | 0.014 | 0.009 | 0.0195 | 61.5006 | 2701 | 3001 | 3376 | 3832 | 4388 | Johnston | 0.159 | 0.174 | 0.192 | 0.215 | 0.241 | 0.041 | 0.047 | 0.055 | 0.063 | 0.074 | 0.036 | 0.044 | 0.053 | 0.065 | 0.079 | 0.014 | 0.016 | 0.018 | 0.02 | 0.023 | 0.01 | 0.011 | 0.013 | 0.015 | 0.017 | 0.021 | 0.023 | 0.026 | 0.03 | 0.035 | 0.204 | 0 | 0 | 0 | 0 | 0 | 0 | 0 | 0 | 0
Foxfire Village | 0.078083 | 0.165 | 0 |  | 920 | 0.073 | 0.001 | 0 | 0 | 0 | 0.0040833 | 79.3478 | 956 | 972 | 1136 | 1323 | 1536 | Moore | 0.084 | 0.089 | 0.094 | 0.099 | 0.104 | 0 | 0 | 0 | 0 | 0 | 0 | 0 | 0 | 0 | 0 | 0 | 0 | 0 | 0 | 0 | 0.001 | 0.001 | 0.001 | 0.001 | 0.001 | -0.003 | -0.003 | -0.004 | -0.004 | -0.004 | 0.039 | 0 | 0 | 0 | 0 | 0 | 0 | 0 | 0 | 0
Franklin | 1.1185 | 3.1 | 0 |  | 8363 | 0.344 | 0.515 | 0 | 0 | 0.007 | 0.2525 | 41.1336 | 9700 | 10767 | 11951 | 13266 | 14725 | Macon | 0.342 | 0.38 | 0.421 | 0.467 | 0.519 | 0.471 | 0.523 | 0.58 | 0.644 | 0.715 | 0 | 0 | 0 | 0 | 0 | 0 | 0 | 0 | 0 | 0 | 0.007 | 0.008 | 0.009 | 0.01 | 0.011 | 0.266 | 0.295 | 0.327 | 0.363 | 0.403 | 0 | 0 | 0 | 0 | 0 | 0 | 0 | 0 | 0 | 0
Franklin County Public Utilities | 2.1269 | 4.67 | 0.291 |  | 10900 | 0.625 | 0.075 | 1 | 0.1 | 0.025 | 0.010917 | 57.3394 | 15368 | 22500 | 25000 | 27500 | 30000 | Franklin | 0.7 | 1.1 | 1.3 | 1.5 | 1.7 | 0.25 | 0.3 | 0.35 | 0.4 | 0.45 | 1.2 | 1.3 | 1.4 | 1.6 | 1.7 | 0.1 | 0.15 | 0.2 | 0.25 | 0.3 | 0.05 | 0.055 | 0.06 | 0.065 | 0.07 | -0.005 | -0.006 | -0.007 | -0.008 | -0.009 | 1.5 | 0 | 0 | 0 | 0 | 0 | 0 | 0 | 0 | 0
Franklinton | 0.28025 | 10 | 0 |  | 2084 | 0.081 | 0.035 | 0 | 0.001 | 0.045 | 0.11825 | 38.8676 | 2075 | 2100 | 2125 | 2150 | 2175 | Franklin | 0.082 | 0.084 | 0.086 | 0.088 | 0.09 | 0.037 | 0.039 | 0.041 | 0.043 | 0.045 | 0 | 0 | 0 | 0 | 0 | 0 | 0 | 0 | 0 | 0 | 0.046 | 0.047 | 0.048 | 0.049 | 0.05 | 0.06 | 0.062 | 0.064 | 0.066 | 0.067 | 0 | 0 | 0 | 0 | 0 | 0 | 0 | 0 | 0 | 0
Franklinville | 0.11375 | 0.25 | 0 |  | 1164 | 0.06 | 0.022 | 0.005 | 0 | 0.018 | 0.00875 | 51.5464 | 1250 | 1300 | 1400 | 1500 | 1600 | Randolph | 0.062 | 0.065 | 0.068 | 0.071 | 0.075 | 0.023 | 0.024 | 0.025 | 0.026 | 0.028 | 0.005 | 0.005 | 0.005 | 0.005 | 0.005 | 0 | 0 | 0 | 0 | 0 | 0.018 | 0.019 | 0.02 | 0.021 | 0.023 | 0.007 | 0.008 | 0.008 | 0.008 | 0.009 | 0 | 0 | 0 | 0 | 0 | 0 | 0 | 0 | 0 | 0
Fremont | 0.081583 | 0 | 0.053 |  | 1261 | 0.096 | 0.011 | 0 | 0.008 | 0.003 | -0.089417 | 76.1301 | 1324 | 1257 | 1195 | 1135 | 1053 | Wayne | 0.087 | 0.083 | 0.078 | 0.075 | 0.069 | 0.007 | 0.007 | 0.007 | 0.007 | 0.007 | 0.001 | 0.001 | 0.001 | 0.001 | 0.001 | 0.02 | 0.02 | 0.02 | 0.02 | 0.02 | 0.003 | 0.003 | 0.003 | 0.003 | 0.003 | 0.008 | 0.008 | 0.007 | 0.006 | 0.006 | 0.11 | 0 | 0 | 0 | 0 | 0 | 0 | 0 | 0 | 0
Fuquay-Varina | 2.0039 | 5.25 | 0 |  | 22920 | 1.386 | 0.332 | 0.025 | 0.079 | 0.01 | 0.17192 | 60.4712 | 27662 | 42162 | 59662 | 77162 | 94662 | Wake | 1.632 | 2.488 | 3.52 | 4.553 | 5.585 | 0.403 | 0.646 | 0.914 | 1.182 | 1.45 | 0.031 | 0.05 | 0.071 | 0.092 | 0.113 | 0.109 | 0.175 | 0.247 | 0.319 | 0.392 | 0.01 | 0.01 | 0.01 | 0.01 | 0.01 | 0.369 | 0.497 | 0.626 | 0.755 | 0.906 | 1 | 0 | 0 | 0 | 0 | 0 | 0 | 0 | 0 | 0
Garland | 0.079333 | 0.479 | 0.017 |  | 632 | 0.033 | 0.008 | 0 | 0 | 0.006 | 0.015333 | 52.2152 | 650 | 660 | 670 | 680 | 690 | Sampson | 0.035 | 0.036 | 0.038 | 0.04 | 0.042 | 0.01 | 0.011 | 0.012 | 0.013 | 0.014 | 0.003 | 0.003 | 0.003 | 0.003 | 0.003 | 0.001 | 0.001 | 0.001 | 0.001 | 0.001 | 0.002 | 0.002 | 0.002 | 0.002 | 0.002 | 0.017 | 0.018 | 0.019 | 0.02 | 0.021 | 0 | 0 | 0 | 0 | 0 | 0 | 0 | 0 | 0 | 0
GARNER | ERROR | 0 | 0 |  | #N/A | 0 | 0 | 0 | 0 | 0 | #VALUE! | ERROR | 0 | 0 | 0 | 0 | 0 | Wake | 0 | 0 | 0 | 0 | 0 | 0 | 0 | 0 | 0 | 0 | 0 | 0 | 0 | 0 | 0 | 0 | 0 | 0 | 0 | 0 | 0 | 0 | 0 | 0 | 0 | 0 | 0 | 0 | 0 | 0 | 0 | 0 | 0 | 0 | 0 | 0 | 0 | 0 | 0 | 0
GASTON COUNTY WATER and SD | ERROR | 0 | 0 |  | #N/A | 0 | 0 | 0 | 0 | 0 | #VALUE! | ERROR | 0 | 0 | 0 | 0 | 0 | Gaston | 0 | 0 | 0 | 0 | 0 | 0 | 0 | 0 | 0 | 0 | 0 | 0 | 0 | 0 | 0 | 0 | 0 | 0 | 0 | 0 | 0 | 0 | 0 | 0 | 0 | 0 | 0 | 0 | 0 | 0 | 0 | 0 | 0 | 0 | 0 | 0 | 0 | 0 | 0 | 0
Gates Co | 0.86425 | 1.43 | 0 |  | 11609 | 0.864 | 0 | 0 | 0.004 | 0.003 | -0.00675 | 74.425 | 12319 | 12442 | 12567 | 13003 | 13983 | Gates | 0.875 | 0.895 | 0.92 | 0.951 | 0.999 | 0 | 0 | 0 | 0 | 0 | 0 | 0 | 0 | 0 | 0 | 0 | 0 | 0 | 0 | 0 | 0 | 0 | 0 | 0 | 0 | 0.016 | 0.017 | 0.019 | 0.02 | 0.021 | 0 | 0 | 0 | 0 | 0 | 0 | 0 | 0 | 0 | 0
Gatesville | ERROR | 0 | 0 |  | #N/A | 0 | 0 | 0 | 0 | 0 | #VALUE! | ERROR | 0 | 0 | 0 | 0 | 0 | Gates | 0 | 0 | 0 | 0 | 0 | 0 | 0 | 0 | 0 | 0 | 0 | 0 | 0 | 0 | 0 | 0 | 0 | 0 | 0 | 0 | 0 | 0 | 0 | 0 | 0 | 0 | 0 | 0 | 0 | 0 | 0 | 0 | 0 | 0 | 0 | 0 | 0 | 0 | 0 | 0
Gentry Road | 0.055 | 0.55 | 0 |  | 175 | 0.002 | 0.048 | 0 | 0 | 0.004 | 0.001 | 11.4286 | 180 | 183 | 186 | 192 | 198 | Surry | 0.003 | 0.004 | 0.005 | 0.006 | 0.008 | 0.036 | 0.039 | 0.042 | 0.045 | 0.049 | 0 | 0 | 0 | 0 | 0 | 0 | 0 | 0 | 0 | 0 | 0.003 | 0.003 | 0.004 | 0.005 | 0.005 | 0.003 | 0.004 | 0.004 | 0.005 | 0.005 | 0 | 0 | 0 | 0 | 0 | 0 | 0 | 0 | 0 | 0
Gibson (Scotland Co - South WSD) | 0.034833 | 0.15 | 0 |  | 587 | 0.021 | 0.008 | 0 | 0.001 | 0.001 | 0.0038333 | 35.7751 | 587 | 587 | 587 | 587 | 587 | Scotland | 0.022 | 0.022 | 0.022 | 0.022 | 0.022 | 0.008 | 0.008 | 0.008 | 0.008 | 0.008 | 0.001 | 0.001 | 0.001 | 0.001 | 0.001 | 0.001 | 0.001 | 0.001 | 0.001 | 0.001 | 0.001 | 0.001 | 0.001 | 0.001 | 0.001 | 0.004 | 0.004 | 0.004 | 0.004 | 0.004 | 0 | 0 | 0 | 0 | 0 | 0 | 0 | 0 | 0 | 0
Gibsonville | 0.53925 | 2.5 | 0 |  | 7000 | 0.377 | 0.074 | 0.026 | 0.002 | 0.001 | 0.05925 | 53.8571 | 10500 | 15750 | 18900 | 22680 | 27216 | Guilford | 0.554 | 0.815 | 0.959 | 1.128 | 1.328 | 0.089 | 0.107 | 0.128 | 0.153 | 0.184 | 0.026 | 0.026 | 0.026 | 0.026 | 0.026 | 0.002 | 0.003 | 0.003 | 0.004 | 0.005 | 0.002 | 0.003 | 0.005 | 0.009 | 0.016 | 0.065 | 0.071 | 0.079 | 0.086 | 0.095 | 0 | 0 | 0 | 0 | 0 | 0 | 0 | 0 | 0 | 0
Godwin | 0.011417 | 0.04 | 0 |  | 257 | 0.01 | 0 | 0.001 | 0 | 0 | 0.00041667 | 38.9105 | 258 | 268 | 278 | 288 | 290 | Cumberland | 0.01 | 0.01 | 0.01 | 0.012 | 0.012 | 0 | 0 | 0 | 0 | 0 | 0.001 | 0.001 | 0.001 | 0.001 | 0.001 | 0 | 0 | 0 | 0 | 0 | 0 | 0 | 0 | 0 | 0 | 0.001 | 0.001 | 0.001 | 0.001 | 0.001 | 0 | 0 | 0 | 0 | 0 | 0 | 0 | 0 | 0 | 0
Goldsboro | 4.7969 | 25.853 | 0 |  | 35489 | 1.471 | 1.294 | 0.972 | 0.637 | 0.232 | 0.19092 | 41.4495 | 41356 | 47559 | 54698 | 62902 | 72337 | Wayne | 1.654 | 1.855 | 2.079 | 2.327 | 2.604 | 1.55 | 1.887 | 2.279 | 2.735 | 3.264 | 1 | 1.05 | 1.1 | 1.15 | 1.2 | 0.65 | 0.675 | 0.7 | 0.725 | 0.75 | 0.6 | 0.6 | 0.6 | 0.6 | 0.6 | 0.477 | 0.548 | 0.617 | 0.695 | 0.783 | 0 | 0 | 0 | 0 | 0 | 0 | 0 | 0 | 0 | 0
Goldston Gulf SD | 0.075583 | 0.25 | 0 |  | 1250 | 0.05 | 0 | 0 | 0 | 0.01 | 0.015583 | 40 | 1280 | 1290 | 1295 | 1300 | 1305 | Chatham | 0.02 | 0.02 | 0.02 | 0.021 | 0.021 | 0 | 0 | 0 | 0 | 0 | 0 | 0 | 0 | 0 | 0 | 0 | 0 | 0 | 0 | 0 | 0.02 | 0.02 | 0.02 | 0.02 | 0.02 | 0.003 | 0.003 | 0.003 | 0.003 | 0.003 | 0 | 0 | 0 | 0 | 0 | 0 | 0 | 0 | 0 | 0
Graham | 3.8727 | 12 | 1.727 |  | 14280 | 0.622 | 0.338 | 0.208 | 0.112 | 0.28 | 0.58567 | 43.5574 | 15106 | 15965 | 17463 | 18511 | 19622 | Alamance | 0.648 | 0.686 | 0.725 | 0.771 | 0.817 | 0.338 | 0.358 | 0.379 | 0.402 | 0.426 | 0.233 | 0.247 | 0.262 | 0.278 | 0.294 | 0.116 | 0.123 | 0.13 | 0.138 | 0.146 | 0.193 | 0.204 | 0.217 | 0.23 | 0.243 | 0.766 | 0.882 | 1.005 | 1.128 | 1.24 | 0 | 0 | 0 | 0 | 0 | 0 | 0 | 0 | 0 | 0
Granite Falls | 1.1169 | 2.5 | 0.413 |  | 5737 | 0.274 | 0.093 | 0.011 | 0.003 | 0.19 | 0.13292 | 47.7602 | 5651 | 5623 | 5617 | 5611 | 5605 | Caldwell | 0.272 | 0.271 | 0.27 | 0.27 | 0.27 | 0.081 | 0.081 | 0.081 | 0.08 | 0.08 | 0.035 | 0.035 | 0.035 | 0.035 | 0.035 | 0.03 | 0.029 | 0.029 | 0.029 | 0.029 | 0.276 | 0.274 | 0.274 | 0.274 | 0.274 | 0.079 | 0.078 | 0.078 | 0.078 | 0.078 | 0 | 0 | 0 | 0 | 0 | 0 | 0 | 0 | 0 | 0
Green Level | 0.096 | 0.181 | 0 |  | 2300 | 0.09 | 0 | 0 | 0 | 0.001 | 0.005 | 39.1304 | 2647 | 2832 | 3030 | 3242 | 3469 | Alamance | 0.091 | 0.093 | 0.099 | 0.105 | 0.112 | 0 | 0 | 0 | 0 | 0 | 0 | 0 | 0 | 0 | 0 | 0 | 0 | 0 | 0 | 0 | 0.001 | 0.001 | 0.001 | 0.002 | 0.002 | 0.005 | 0.005 | 0.005 | 0.006 | 0.006 | 0 | 0 | 0 | 0 | 0 | 0 | 0 | 0 | 0 | 0
Greene County RWS | 1.5 | 2.952 | 0.245 |  | 9842 | 0.597 | 0.026 | 0 | 0.163 | 0.35 | 0.119 | 60.6584 | 10090 | 10606 | 11149 | 11719 | 12318 | Greene | 0.612 | 0.643 | 0.676 | 0.711 | 0.747 | 0.027 | 0.028 | 0.029 | 0.031 | 0.033 | 0 | 0 | 0 | 0 | 0 | 0.167 | 0.176 | 0.185 | 0.194 | 0.204 | 0.4 | 0.4 | 0.4 | 0.4 | 0.4 | 0.05 | 0.052 | 0.053 | 0.055 | 0.057 | 1.249 | 0 | 0 | 0 | 0 | 0 | 0 | 0 | 0 | 0
Greenevers | 0.062333 | 0.2 | 0 |  | 1390 | 0.042 | 0.003 | 0 | 0.012 | 0.001 | 0.0043333 | 30.2158 | 1500 | 1600 | 1700 | 1800 | 1850 | Duplin | 0.06 | 0.065 | 0.07 | 0.075 | 0.078 | 0.003 | 0.003 | 0.003 | 0.003 | 0.003 | 0 | 0 | 0 | 0 | 0 | 0.012 | 0.012 | 0.013 | 0.014 | 0.015 | 0.002 | 0.002 | 0.002 | 0.002 | 0.002 | 0.004 | 0.004 | 0.005 | 0.005 | 0.005 | 0 | 0 | 0 | 0 | 0 | 0 | 0 | 0 | 0 | 0
Greensboro | 34.3613 | 49.83 | 0.045 |  | 281700 | 16.288 | 9.606 | 2.184 | 0.779 | 3.173 | 2.2863 | 57.8204 | 299941 | 339800 | 391874 | 451928 | 521186 | Guilford | 18.683 | 21.165 | 24.409 | 28.15 | 32.464 | 10.671 | 12.089 | 13.942 | 16.078 | 18.542 | 2.205 | 2.498 | 2.881 | 3.322 | 3.831 | 0.875 | 0.992 | 1.144 | 1.319 | 1.521 | 3.173 | 3.173 | 3.173 | 3.173 | 3.173 | 3.125 | 3.521 | 4.04 | 4.638 | 5.328 | 0 | 0 | 4.914 | 6.372 | 0 | 0 | 0 | 0 | 0 | 0
Greenville Utilities Commission | 13.4294 | 23.648 | 1.6186 |  | 96000 | 5.674 | 2.521 | 0.998 | 0 | 1.685 | 0.93281 | 59.1042 | 124219 | 165248 | 213170 | 274989 | 354736 | Pitt | 7.332 | 9.256 | 12.168 | 16.38 | 21.788 | 3.243 | 4.094 | 5.382 | 7.245 | 9.637 | 1.283 | 1.62 | 2.129 | 2.867 | 3.813 | 0 | 0 | 0 | 0 | 0 | 2.242 | 2.83 | 3.721 | 5.009 | 6.662 | 1.209 | 1.527 | 2.007 | 2.702 | 3.594 | 14 | 0 | 20 | 0 | 0 | 0 | 0 | 0 | 0 | 0
Grifton | 0.181 | 0.576 | 0 |  | 2854 | 0.114 | 0.005 | 0.004 | 0.005 | 0.015 | 0.038 | 39.9439 | 2825 | 3079 | 3356 | 3658 | 3681 | Pitt | 0.115 | 0.122 | 0.125 | 0.128 | 0.135 | 0.011 | 0.011 | 0.012 | 0.012 | 0.013 | 0.006 | 0.007 | 0.007 | 0.008 | 0.008 | 0.011 | 0.011 | 0.011 | 0.011 | 0.012 | 0.002 | 0.002 | 0.002 | 0.002 | 0.002 | 0.019 | 0.02 | 0.021 | 0.021 | 0.023 | 0 | 0 | 0 | 0 | 0 | 0 | 0 | 0 | 0 | 0
Grimesland | 0.03475 | 0.417 | 0 |  | 610 | 0.023 | 0.003 | 0 | 0.005 | 0.001 | 0.00275 | 37.7049 | 648 | 661 | 689 | 702 | 728 | Pitt | 0.025 | 0.03 | 0.036 | 0.041 | 0.043 | 0.002 | 0.002 | 0.002 | 0.003 | 0.004 | 0 | 0 | 0 | 0 | 0 | 0.004 | 0.004 | 0.005 | 0.005 | 0.006 | 0.001 | 0.001 | 0.001 | 0.001 | 0.001 | 0.003 | 0.003 | 0.004 | 0.005 | 0.005 | 0 | 0 | 0 | 0 | 0 | 0 | 0 | 0 | 0 | 0
Grover | 0.072667 | 0.25 | 0 |  | 700 | 0.035 | 0.016 | 0.001 | 0.001 | 0.006 | 0.013667 | 50 | 704 | 711 | 718 | 725 | 733 | Cleveland | 0.035 | 0.035 | 0.035 | 0.035 | 0.035 | 0.016 | 0.016 | 0.016 | 0.016 | 0.016 | 0.001 | 0.001 | 0.001 | 0.001 | 0.001 | 0.001 | 0.001 | 0.001 | 0.001 | 0.001 | 0.003 | 0.003 | 0.003 | 0.003 | 0.003 | 0.013 | 0.013 | 0.013 | 0.013 | 0.013 | 0 | 0 | 0 | 0 | 0 | 0 | 0 | 0 | 0 | 0
Guilford County Prison Farm | ERROR | 0 | 0 |  | #N/A | 0 | 0 | 0 | 0 | 0 | #VALUE! | ERROR | 0 | 0 | 0 | 0 | 0 | Guilford | 0 | 0 | 0 | 0 | 0 | 0 | 0 | 0 | 0 | 0 | 0 | 0 | 0 | 0 | 0 | 0 | 0 | 0 | 0 | 0 | 0 | 0 | 0 | 0 | 0 | 0 | 0 | 0 | 0 | 0 | 0 | 0 | 0 | 0 | 0 | 0 | 0 | 0 | 0 | 0
Halifax | 0.019833 | 0.25 | 0 |  | 160 | 0.02 | 0 | 0 | 0 | 0.001 | -0.0011667 | 125 | 324 | 370 | 422 | 481 | 549 | Halifax | 0.03 | 0.03 | 0.031 | 0.031 | 0.032 | 0 | 0 | 0 | 0 | 0 | 0 | 0 | 0 | 0 | 0 | 0 | 0 | 0 | 0 | 0 | 0.001 | 0.001 | 0.001 | 0.001 | 0.001 | 0.001 | 0.001 | 0.002 | 0.002 | 0.002 | 0 | 0 | 0 | 0 | 0 | 0 | 0 | 0 | 0 | 0
Halifax County | 2.4985 | 4.05 | 0.377 |  | 20250 | 0.897 | 0.127 | 0.252 | 0.254 | 0.202 | 0.3895 | 44.2963 | 20250 | 20250 | 20250 | 20250 | 20250 | Halifax | 0.948 | 0.948 | 0.948 | 0.948 | 0.948 | 0.14 | 0.14 | 0.14 | 0.14 | 0.145 | 0.16 | 0.17 | 0.17 | 0.18 | 0.18 | 0.808 | 0.808 | 0.808 | 0.808 | 0.808 | 0.11 | 0.11 | 0.11 | 0.11 | 0.11 | 0.574 | 0.577 | 0.577 | 0.58 | 0.581 | 0 | 0 | 0 | 0 | 0 | 0 | 0 | 0 | 0 | 0
Hamilton | 0.03 | 0.424 | 0 |  | 459 | 0.044 | 0.003 | 0.03 | 0 | 0 | -0.047 | 95.8606 | 442 | 420 | 408 | 396 | 396 | Martin | 0.044 | 0.045 | 0.044 | 0.044 | 0.044 | 0.003 | 0.003 | 0.003 | 0.003 | 0.003 | 0.001 | 0.001 | 0.001 | 0.001 | 0.001 | 0.002 | 0.002 | 0.002 | 0.002 | 0.002 | 0.003 | 0.001 | 0.001 | 0.001 | 0.001 | 0.005 | 0.004 | 0.004 | 0.005 | 0.005 | 0 | 0 | 0 | 0 | 0 | 0 | 0 | 0 | 0 | 0
Hamlet Water System | 1.1953 | 3 | 0.033151 |  | 9800 | 0.596 | 0.132 | 0.166 | 0.02 | 0.075 | 0.17318 | 60.8163 | 10500 | 10800 | 10500 | 11000 | 11000 | Richmond | 0.615 | 0.625 | 0.63 | 0.635 | 0.655 | 0.046 | 0.055 | 0.058 | 0.065 | 0.1 | 0.022 | 0.026 | 0.031 | 0.033 | 0.03 | 0.1 | 0.105 | 0.109 | 0.115 | 0.11 | 0.033 | 0.03 | 0.028 | 0.031 | 0.027 | 0.298 | 0.308 | 0.313 | 0.322 | 0.337 | 0 | 0 | 0 | 0 | 0 | 0 | 0 | 0 | 0 | 0
Handy Sanitary District | 0.63417 | 1 | 0.056 |  | 3143 | 0.369 | 0.037 | 0 | 0.063 | 0.001 | 0.10817 | 117.4038 | 5742 | 6316 | 6948 | 7643 | 7851 | Davidson | 0.402 | 0.442 | 0.486 | 0.535 | 0.55 | 0.025 | 0.025 | 0.025 | 0.025 | 0.028 | 0 | 0 | 0 | 0 | 0 | 0.091 | 0.091 | 0.091 | 0.091 | 0.091 | 0.003 | 0.003 | 0.003 | 0.003 | 0.003 | 0.095 | 0.103 | 0.111 | 0.12 | 0.123 | 0 | 0 | 0 | 0 | 0 | 0 | 0 | 0 | 0 | 0
Harkers Island WSD | 0.109 | 0.472 | 0 |  | 2229 | 0.082 | 0.009 | 0 | 0 | 0.008 | 0.01 | 36.7878 | 2494 | 2562 | 2627 | 2692 | 2757 | Carteret | 0.088 | 0.091 | 0.094 | 0.096 | 0.098 | 0.01 | 0.012 | 0.014 | 0.016 | 0.018 | 0 | 0 | 0 | 0 | 0 | 0 | 0 | 0 | 0 | 0 | 0.008 | 0.008 | 0.008 | 0.008 | 0.008 | 0.012 | 0.013 | 0.013 | 0.014 | 0.014 | 0 | 0 | 0 | 0 | 0 | 0 | 0 | 0 | 0 | 0
Harnett Regional Water System | 17.7825 | 69.387 | 9.635 |  | 90004 | 4.841 | 0.281 | 0.01 | 0.155 | 0.933 | 1.9275 | 53.7865 | 125333 | 145627 | 165927 | 189057 | 215412 | Harnett | 6.893 | 8.001 | 9.126 | 10.398 | 11.848 | 0.31 | 0.378 | 0.461 | 0.562 | 0.685 | 0.011 | 0.012 | 0.013 | 0.014 | 0.016 | 0.159 | 0.167 | 0.176 | 0.185 | 0.194 | 1.03 | 1.256 | 1.531 | 1.866 | 2.275 | 2.67 | 3.118 | 3.592 | 4.138 | 4.771 | 0 | 0 | 0 | 0 | 0 | 0 | 0 | 0 | 0 | 0
Harrells WC | ERROR | 0 | 0 |  | #N/A | 0 | 0 | 0 | 0 | 0 | #VALUE! | ERROR | 0 | 0 | 0 | 0 | 0 | Sampson | 0 | 0 | 0 | 0 | 0 | 0 | 0 | 0 | 0 | 0 | 0 | 0 | 0 | 0 | 0 | 0 | 0 | 0 | 0 | 0 | 0 | 0 | 0 | 0 | 0 | 0 | 0 | 0 | 0 | 0 | 0 | 0 | 0 | 0 | 0 | 0 | 0 | 0 | 0 | 0
Harrellsville | 0.051083 | 0.198 | 0 |  | 862 | 0.038 | 0.005 | 0 | 0 | 0.007 | 0.0010833 | 44.0835 | 868 | 860 | 868 | 860 | 868 | Hertford | 0.042 | 0.041 | 0.042 | 0.041 | 0.042 | 0.004 | 0.002 | 0.004 | 0.002 | 0.004 | 0 | 0 | 0 | 0 | 0 | 0 | 0 | 0 | 0 | 0 | 0.02 | 0.018 | 0.02 | 0.018 | 0.02 | 0.001 | 0.001 | 0.001 | 0.001 | 0.001 | 0 | 0 | 0 | 0 | 0 | 0 | 0 | 0 | 0 | 0
Harrisburg | 1.3192 | 2.936 | 0 |  | 15164 | 0.6 | 0.311 | 0 | 0 | 0.27 | 0.13817 | 39.5674 | 20560 | 27720 | 31160 | 34599 | 38039 | Cabarrus | 0.7 | 0.83 | 0.93 | 1.06 | 1.17 | 0.351 | 0.381 | 0.421 | 0.441 | 0.501 | 0 | 0 | 0 | 0 | 0 | 0 | 0 | 0 | 0 | 0 | 0.32 | 0.42 | 0.54 | 0.62 | 0.74 | 0.138 | 0.164 | 0.191 | 0.214 | 0.243 | 1.5 | 0 | 0 | 0 | 0 | 0 | 0 | 0 | 0 | 0
Havelock | 1.1441 | 3.024 | 0.008 |  | 14375 | 0.601 | 0.201 | 0 | 0.004 | 0.225 | 0.10508 | 41.8087 | 14565 | 14815 | 15065 | 15365 | 15665 | Craven | 0.667 | 0.687 | 0.708 | 0.729 | 0.751 | 0.225 | 0.238 | 0.25 | 0.263 | 0.276 | 0 | 0 | 0 | 0 | 0 | 0.016 | 0.019 | 0.022 | 0.025 | 0.028 | 0.22 | 0.231 | 0.243 | 0.255 | 0.268 | -0.002 | -0.002 | -0.002 | -0.002 | -0.003 | 0 | 0 | 0 | 0 | 0 | 0 | 0 | 0 | 0 | 0
Haw River | 0.54508 | 1.5 | 0.381 |  | 2337 | 0.09 | 0.024 | 0.046 | 0.001 | 0.002 | 0.0010833 | 38.5109 | 2643 | 3039 | 3495 | 4019 | 4622 | Alamance | 0.168 | 0.17 | 0.196 | 0.225 | 0.259 | 0.02 | 0.024 | 0.027 | 0.031 | 0.036 | 0.028 | 0.032 | 0.037 | 0.043 | 0.049 | 0.004 | 0.004 | 0.005 | 0.006 | 0.007 | 0.001 | 0.002 | 0.002 | 0.002 | 0.002 | 0.001 | 0.001 | 0.002 | 0.002 | 0.002 | 0 | 0 | 0 | 0 | 0 | 0 | 0 | 0 | 0 | 0
Haywood Co | ERROR | 0 | 0 |  | #N/A | 0 | 0 | 0 | 0 | 0 | #VALUE! | ERROR | 0 | 0 | 0 | 0 | 0 | Haywood | 0 | 0 | 0 | 0 | 0 | 0 | 0 | 0 | 0 | 0 | 0 | 0 | 0 | 0 | 0 | 0 | 0 | 0 | 0 | 0 | 0 | 0 | 0 | 0 | 0 | 0 | 0 | 0 | 0 | 0 | 0 | 0 | 0 | 0 | 0 | 0 | 0 | 0 | 0 | 0
Hendersonville | 7.5088 | 16.5 | 0.209 |  | 62000 | 2.651 | 1.765 | 0.508 | 0 | 0.005 | 2.3708 | 42.7581 | 68244 | 76049 | 83854 | 91659 | 99464 | Henderson | 4.245 | 5.174 | 6.308 | 7.689 | 9.373 | 1.777 | 2.166 | 2.64 | 3.218 | 3.923 | 0.744 | 0.907 | 1.106 | 1.348 | 1.643 | 0.204 | 0.249 | 0.303 | 0.37 | 0 | 0.101 | 0.124 | 0.151 | 0.184 | 0.2 | 1.46 | 1.78 | 2.17 | 2.645 | 3.127 | 12 | 0 | 0 | 0 | 0 | 0 | 0 | 0 | 0 | 0
Hertford | 0.20933 | 0.442 | 0 |  | 2164 | 0.09 | 0.024 | 0 | 0.022 | 0.026 | 0.047333 | 41.5896 | 2210 | 2279 | 2350 | 2421 | 2483 | Perquimans | 0.104 | 0.112 | 0.12 | 0.128 | 0.137 | 0.039 | 0.043 | 0.047 | 0.052 | 0.058 | 0.02 | 0.029 | 0.032 | 0.034 | 0.036 | 0.03 | 0.032 | 0.034 | 0.036 | 0.039 | 0.033 | 0.036 | 0.04 | 0.044 | 0.05 | 0.035 | 0.039 | 0.042 | 0.045 | 0.049 | 0 | 0 | 0 | 0 | 0 | 0 | 0 | 0 | 0 | 0
Hertford County Rural Water | 0.65167 | 1.44 | 0.0094932 |  | 7532 | 0.355 | 0.041 | 0.001 | 0.169 | 0.004 | 0.072174 | 47.1322 | 7580 | 7685 | 7890 | 7985 | 8050 | Hertford | 0.379 | 0.382 | 0.386 | 0.393 | 0.399 | 0.081 | 0.092 | 0.105 | 0.117 | 0.127 | 0 | 0 | 0 | 0 | 0 | 0.2 | 0.205 | 0.208 | 0.212 | 0.218 | 0.004 | 0.005 | 0.006 | 0.007 | 0.009 | 0.036 | 0.037 | 0.038 | 0.039 | 0.041 | 0 | 0 | 0 | 0 | 0 | 0 | 0 | 0 | 0 | 0
Hiawassee - North Carolina System | ERROR | 0 | 0 |  | #N/A | 0 | 0 | 0 | 0 | 0 | #VALUE! | ERROR | 0 | 0 | 0 | 0 | 0 | Clay | 0 | 0 | 0 | 0 | 0 | 0 | 0 | 0 | 0 | 0 | 0 | 0 | 0 | 0 | 0 | 0 | 0 | 0 | 0 | 0 | 0 | 0 | 0 | 0 | 0 | 0 | 0 | 0 | 0 | 0 | 0 | 0 | 0 | 0 | 0 | 0 | 0 | 0 | 0 | 0
Hickory | 11.5009 | 54 | 4.916 |  | 57848 | 3.21 | 2.22 | 0 | 0 | 0.533 | 0.62192 | 55.4903 | 57998 | 58045 | 59206 | 60390 | 61598 | Catawba | 3.189 | 3.25 | 3.342 | 3.442 | 3.545 | 2.237 | 2.308 | 2.373 | 2.444 | 2.517 | 0 | 0 | 0 | 0 | 0 | 0 | 0 | 0 | 0 | 0 | 0.537 | 0.554 | 0.569 | 0.587 | 0.604 | 0.609 | 0.628 | 0.646 | 0.665 | 0.685 | 0 | 0 | 0 | 0 | 0 | 0 | 0 | 0 | 0 | 0
Hickory Catawba System | 0.059667 | 0.225 | 0 |  | 907 | 0.043 | 0.008 | 0 | 0 | 0.013 | -0.0043333 | 47.409 | 930 | 977 | 1026 | 1077 | 1130 | Catawba | 0.045 | 0.047 | 0.049 | 0.051 | 0.054 | 0.008 | 0.009 | 0.009 | 0.01 | 0.01 | 0 | 0 | 0 | 0 | 0 | 0 | 0 | 0 | 0 | 0 | 0.026 | 0.028 | 0.029 | 0.031 | 0.034 | 0.015 | 0.015 | 0.015 | 0.016 | 0.016 | 0 | 0 | 0 | 0 | 0 | 0 | 0 | 0 | 0 | 0
High Point | 12.9271 | 24.12 | 0.4 |  | 110638 | 5.29 | 2.22 | 1.01 | 1.05 | 1.72 | 1.2371 | 47.8136 | 115063 | 119665 | 125631 | 131912 | 138507 | Guilford | 5.5 | 5.72 | 6 | 6.299 | 6.614 | 2.331 | 2.45 | 2.57 | 2.7 | 2.83 | 1.06 | 1.11 | 1.17 | 1.23 | 1.29 | 1.07 | 1.09 | 1.1 | 1.12 | 1.42 | 1.806 | 1.896 | 1.99 | 2.09 | 2.194 | 1.102 | 1.258 | 1.372 | 1.495 | 1.63 | 0 | 0 | 0 | 0 | 0 | 0 | 0 | 0 | 0 | 0
High Shoals | 0.03 | 0.1 | 0 |  | 696 | 0.027 | 0.001 | 0 | 0.001 | 0.002 | -0.001 | 38.7931 | 750 | 760 | 770 | 780 | 800 | Gaston | 0.033 | 0.033 | 0.034 | 0.034 | 0.034 | 0.009 | 0.012 | 0.015 | 0.02 | 0.02 | 0 | 0.007 | 0.009 | 0.01 | 0.01 | 0.001 | 0.001 | 0.001 | 0.001 | 0.001 | 0.001 | 0.001 | 0.001 | 0.001 | 0.001 | 0.005 | 0.005 | 0.006 | 0.007 | 0.007 | 0 | 0 | 0 | 0 | 0 | 0 | 0 | 0 | 0 | 0
Highlands | 0.57433 | 4.6 | 0 |  | 928 | 0.14 | 0.109 | 0 | 0 | 0.007 | 0.31833 | 150.8621 | 1614 | 1928 | 2303 | 2751 | 3199 | Macon | 0.675 | 0.809 | 0.97 | 1.163 | 1.356 | 0.225 | 0.269 | 0.322 | 0.385 | 0.448 | 0 | 0 | 0 | 0 | 0 | 0 | 0 | 0 | 0 | 0 | 0.15 | 0.18 | 0.22 | 0.26 | 0.3 | 0.306 | 0.367 | 0.441 | 0.527 | 0.613 | 0 | 0 | 0 | 0 | 0 | 0 | 0 | 0 | 0 | 0
Hillsborough | 1.295 | 3.093 | 0 |  | 12340 | 0.613 | 0.41 | 0.019 | 0.152 | 0.066 | 0.035 | 49.6759 | 20134 | 23543 | 26951 | 30360 | 33769 | Orange | 0.974 | 1.178 | 1.383 | 1.588 | 1.793 | 0.511 | 0.54 | 0.566 | 0.592 | 0.619 | 0.103 | 0.104 | 0.105 | 0.107 | 0.108 | 0.306 | 0.379 | 0.408 | 0.438 | 0.452 | 0.277 | 0.327 | 0.376 | 0.427 | 0.475 | 0.147 | 0.173 | 0.199 | 0.225 | 0.25 | 1.2 | 0 | 0 | 1 | 0 | 0 | 0 | 0 | 0 | 0
Hobgood | 0.025083 | 0.162 | 0 |  | 700 | 0.026 | 0.003 | 0 | 0.001 | 0.003 | -0.0079167 | 37.1429 | 770 | 847 | 932 | 1025 | 1128 | Halifax | 0.017 | 0.019 | 0.021 | 0.023 | 0.025 | 0.004 | 0.004 | 0.004 | 0.004 | 0.004 | 0 | 0 | 0 | 0 | 0 | 0.002 | 0.002 | 0.002 | 0.002 | 0.002 | 0.001 | 0.001 | 0.001 | 0.001 | 0.001 | 0.004 | 0.004 | 0.004 | 0.005 | 0.005 | 0 | 0 | 0 | 0 | 0 | 0 | 0 | 0 | 0 | 0
Hoke County Regional Water System | 2.3677 | 3.955 | 0 |  | 42420 | 1.864 | 0.143 | 0 | 0 | 0.15 | 0.21067 | 43.9415 | 48000 | 53000 | 62000 | 70000 | 80000 | Hoke | 2.251 | 2.841 | 3.467 | 4.526 | 5.15 | 0.094 | 0.118 | 0.144 | 0.188 | 0.267 | 0 | 0 | 0 | 0 | 0 | 0 | 0 | 0 | 0 | 0 | 0.012 | 0.012 | 0.013 | 0.014 | 0.016 | 0.196 | 0.247 | 0.301 | 0.393 | 0.452 | 1.035 | 1.047 | 1.055 | 1.163 | 0 | 0 | 0 | 0 | 0 | 0
Hoke County Rockfish Water System | ERROR | 0 | 0 |  | #N/A | 0 | 0 | 0 | 0 | 0 | #VALUE! | ERROR | 0 | 0 | 0 | 0 | 0 | Hoke | 0 | 0 | 0 | 0 | 0 | 0 | 0 | 0 | 0 | 0 | 0 | 0 | 0 | 0 | 0 | 0 | 0 | 0 | 0 | 0 | 0 | 0 | 0 | 0 | 0 | 0 | 0 | 0 | 0 | 0 | 0 | 0 | 0 | 0 | 0 | 0 | 0 | 0 | 0 | 0
Holden Beach | 0.39467 | 1 | 0 |  | 585 | 0.345 | 0 | 0 | 0 | 0.016 | 0.033667 | 589.7436 | 650 | 750 | 750 | 2000 | 2000 | Brunswick | 0.4 | 0.4 | 0.5 | 0.6 | 0.9 | 0.009 | 0.009 | 0.009 | 0.009 | 0.009 | 0 | 0 | 0 | 0 | 0 | 0 | 0 | 0 | 0 | 0 | 0.005 | 0.005 | 0.005 | 0.005 | 0.005 | 0.042 | 0.042 | 0.052 | 0.062 | 0.092 | 0 | 0 | 0 | 0 | 0 | 0 | 0 | 0 | 0 | 0
Holly Springs | 2.8013 | 6.7 | 0.55 |  | 31391 | 1.427 | 0.278 | 0.094 | 0.039 | 0.001 | 0.41233 | 45.4589 | 46710 | 61920 | 74821 | 89041 | 103261 | Wake | 1.86 | 2.32 | 2.89 | 3.45 | 4.02 | 0.44 | 0.73 | 0.91 | 1.09 | 1.27 | 1.62 | 1.83 | 1.93 | 2.03 | 2.14 | 0.16 | 0.32 | 0.4 | 0.47 | 0.55 | 0.1 | 0.13 | 0.16 | 0.18 | 0.19 | 0.25 | 0.39 | 0.45 | 0.52 | 0.61 | 0 | 2.2 | 0 | 0 | 0 | 0 | 0 | 0 | 0 | 0
Hookerton | 0.041667 | 0.1 | 0.002 |  | 724 | 0.028 | 0.005 | 0 | 0 | 0.001 | 0.0056667 | 38.674 | 726 | 730 | 741 | 753 | 760 | Greene | 0.025 | 0.026 | 0.027 | 0.028 | 0.029 | 0.004 | 0.004 | 0.005 | 0.006 | 0.006 | 0 | 0 | 0 | 0 | 0 | 0.009 | 0.01 | 0.01 | 0.011 | 0.012 | 0.002 | 0.002 | 0.002 | 0.002 | 0.002 | 0.004 | 0.004 | 0.004 | 0.004 | 0.004 | 0 | 0 | 0 | 0 | 0 | 0 | 0 | 0 | 0 | 0
HOPE MILLS | ERROR | 0 | 0 |  | #N/A | 0 | 0 | 0 | 0 | 0 | #VALUE! | ERROR | 0 | 0 | 0 | 0 | 0 | Cumberland | 0 | 0 | 0 | 0 | 0 | 0 | 0 | 0 | 0 | 0 | 0 | 0 | 0 | 0 | 0 | 0 | 0 | 0 | 0 | 0 | 0 | 0 | 0 | 0 | 0 | 0 | 0 | 0 | 0 | 0 | 0 | 0 | 0 | 0 | 0 | 0 | 0 | 0 | 0 | 0
Hot Springs | 0.1345 | 0 | 0 |  | 650 | 0.08 | 0.035 | 0.01 | 0.015 | 0.001 | -0.0065 | 123.0769 | 1000 | 1300 | 1300 | 1300 | 1500 | Madison | 0.1 | 0.13 | 0.13 | 0.13 | 0.15 | 0.017 | 0.022 | 0.022 | 0.022 | 0.035 | 0.005 | 0.007 | 0.007 | 0.007 | 0.015 | 0.008 | 0.01 | 0.01 | 0.01 | 0.02 | 0 | 0 | 0 | 0 | 0.002 | 0.006 | 0.009 | 0.009 | 0.009 | 0.001 | 0 | 0 | 0 | 0 | 0 | 0 | 0 | 0 | 0 | 0
HUDSON | ERROR | 0 | 0 |  | #N/A | 0 | 0 | 0 | 0 | 0 | #VALUE! | ERROR | 0 | 0 | 0 | 0 | 0 | Caldwell | 0 | 0 | 0 | 0 | 0 | 0 | 0 | 0 | 0 | 0 | 0 | 0 | 0 | 0 | 0 | 0 | 0 | 0 | 0 | 0 | 0 | 0 | 0 | 0 | 0 | 0 | 0 | 0 | 0 | 0 | 0 | 0 | 0 | 0 | 0 | 0 | 0 | 0 | 0 | 0
Hyde County | 0.66025 | 1.88 | 0 |  | 5197 | 0.187 | 0.045 | 0 | 0.087 | 0.233 | 0.10825 | 35.9823 | 5400 | 5625 | 5841 | 6111 | 6503 | Hyde | 0.192 | 0.205 | 0.209 | 0.22 | 0.227 | 0.049 | 0.052 | 0.056 | 0.063 | 0.067 | 0 | 0 | 0 | 0 | 0 | 0.084 | 0.088 | 0.093 | 0.098 | 0.101 | 0.066 | 0.068 | 0.071 | 0.076 | 0.081 | 0.076 | 0.08 | 0.084 | 0.089 | 0.093 | 0 | 0 | 0 | 0 | 0 | 0 | 0 | 0 | 0 | 0
Icard Township WC | 0.62125 | 1.367 | 0.156 |  | 6792 | 0.329 | 0.12 | 0.05 | 0.02 | 0.007 | -0.06075 | 48.4393 | 6859 | 6927 | 6996 | 7065 | 7135 | Burke | 0.331 | 0.332 | 0.333 | 0.334 | 0.335 | 0.171 | 0.172 | 0.173 | 0.174 | 0.175 | 0.081 | 0.082 | 0.083 | 0.084 | 0.085 | 0.031 | 0.032 | 0.033 | 0.034 | 0.035 | 0.002 | 0.002 | 0.002 | 0.002 | 0.002 | 0.048 | 0.05 | 0.052 | 0.054 | 0.056 | 0 | 0 | 0 | 0 | 0 | 0 | 0 | 0 | 0 | 0
Iredell Water Corporation | 1.8528 | 5.105 | 0.004 |  | 21518 | 1.148 | 0.248 | 0.046 | 0.089 | 0.023 | 0.29483 | 53.3507 | 23678 | 28678 | 35338 | 44218 | 56058 | Iredell | 1.24 | 1.55 | 2.025 | 2.65 | 3.51 | 0.233 | 0.245 | 0.258 | 0.28 | 0.28 | 0.097 | 0.102 | 0.108 | 0.114 | 0.114 | 0.044 | 0.046 | 0.049 | 0.052 | 0.052 | 0.018 | 0.018 | 0.018 | 0.018 | 0.018 | 0.291 | 0.325 | 0.364 | 0.41 | 0.458 | 0.288 | 0 | 0 | 0 | 0 | 0 | 0 | 0 | 0 | 0
Jackson | 0.043917 | 0.068 | 0.002 |  | 513 | 0.043 | 0.004 | 0 | 0.008 | 0.06 | -0.073083 | 83.8207 | 513 | 513 | 513 | 513 | 513 | Northampton | 0.045 | 0.045 | 0.045 | 0.045 | 0.045 | 0.004 | 0.004 | 0.004 | 0.004 | 0.004 | 0 | 0 | 0 | 0 | 0 | 0.006 | 0.006 | 0.006 | 0.006 | 0.006 | 0 | 0 | 0 | 0 | 0 | 0.002 | 0.002 | 0.002 | 0.002 | 0.002 | 0.075 | 0 | 0 | 0 | 0 | 0 | 0 | 0 | 0 | 0
Jacksonville | 4.3179 | 10.108 | 0 |  | 49000 | 2.118 | 1.09 | 0 | 0 | 0.669 | 0.44092 | 43.2245 | 49099 | 51456 | 53926 | 56515 | 59227 | Onslow | 2.71 | 2.84 | 2.976 | 3.119 | 3.269 | 1.437 | 1.505 | 1.577 | 1.652 | 1.732 | 0 | 0 | 0 | 0 | 0 | 0 | 0 | 0 | 0 | 0 | 0.667 | 0.667 | 0.667 | 0.667 | 0.667 | 0.573 | 0.601 | 0.629 | 0.66 | 0.691 | 1 | 0 | 0 | 0 | 0 | 0 | 0 | 0 | 0 | 0
Jamestown | 0.46242 | 1.4 | 0 |  | 6388 | 0.285 | 0.066 | 0.061 | 0.024 | 0.001 | 0.025417 | 44.6149 | 7000 | 7500 | 8200 | 8500 | 8800 | Guilford | 0.343 | 0.368 | 0.402 | 0.417 | 0.431 | 0.075 | 0.078 | 0.08 | 0.082 | 0.084 | 0.095 | 0.095 | 0.095 | 0.095 | 0.095 | 0.03 | 0.032 | 0.034 | 0.036 | 0.038 | 0.002 | 0.002 | 0.003 | 0.003 | 0.003 | 0.025 | 0.026 | 0.028 | 0.029 | 0.03 | 0.1 | 0 | 0 | 0 | 0 | 0 | 0 | 0 | 0 | 0
Jamesville | 0.02525 | 0.144 | 0 |  | 491 | 0.012 | 0.005 | 0.001 | 0.003 | 0.004 | 0.00025 | 24.4399 | 462 | 471 | 484 | 498 | 505 | Martin | 0.015 | 0.016 | 0.018 | 0.02 | 0.022 | 0.003 | 0.003 | 0.004 | 0.004 | 0.005 | 0.001 | 0.002 | 0.002 | 0.003 | 0.003 | 0.002 | 0.002 | 0.002 | 0.002 | 0.002 | 0.002 | 0.002 | 0.003 | 0.003 | 0.003 | 0.001 | 0.001 | 0.001 | 0.001 | 0.001 | 0 | 0 | 0 | 0 | 0 | 0 | 0 | 0 | 0 | 0
Jason-Shine Water Corporation | ERROR | 0 | 0 |  | #N/A | 0 | 0 | 0 | 0 | 0 | #VALUE! | ERROR | 0 | 0 | 0 | 0 | 0 | Greene | 0 | 0 | 0 | 0 | 0 | 0 | 0 | 0 | 0 | 0 | 0 | 0 | 0 | 0 | 0 | 0 | 0 | 0 | 0 | 0 | 0 | 0 | 0 | 0 | 0 | 0 | 0 | 0 | 0 | 0 | 0 | 0 | 0 | 0 | 0 | 0 | 0 | 0 | 0 | 0
Jefferson | 0.21625 | 14.187 | 0 |  | 1450 | 0.15 | 0.006 | 0.005 | 0.03 | 0.012 | 0.01325 | 103.4483 | 1750 | 1900 | 2100 | 2600 | 2800 | Ashe | 0.215 | 0.225 | 0.23 | 0.24 | 0.26 | 0.041 | 0.045 | 0.05 | 0.061 | 0.075 | 0.15 | 0.16 | 0.17 | 0.188 | 0.2 | 0.052 | 0.057 | 0.063 | 0.078 | 0.1 | 0.013 | 0.014 | 0.016 | 0.018 | 0.02 | 0.061 | 0.067 | 0.074 | 0.091 | 0.094 | 0 | 0 | 0 | 0 | 0 | 0 | 0 | 0 | 0 | 0
JOHNSTON CO | ERROR | 0 | 0 |  | #N/A | 0 | 0 | 0 | 0 | 0 | #VALUE! | ERROR | 0 | 0 | 0 | 0 | 0 | Johnston | 0 | 0 | 0 | 0 | 0 | 0 | 0 | 0 | 0 | 0 | 0 | 0 | 0 | 0 | 0 | 0 | 0 | 0 | 0 | 0 | 0 | 0 | 0 | 0 | 0 | 0 | 0 | 0 | 0 | 0 | 0 | 0 | 0 | 0 | 0 | 0 | 0 | 0 | 0 | 0
Johnston County | 11.8175 | 18.26 | 4.0315 |  | 73858 | 3.847 | 0.426 | 0.038 | 0.062 | 2.21 | 1.203 | 52.0864 | 80563 | 96906 | 109707 | 115317 | 119418 | Johnston | 6.135 | 8.051 | 8.814 | 9.048 | 9.156 | 0.677 | 0.888 | 0.972 | 0.998 | 1.01 | 0.077 | 0.101 | 0.111 | 0.114 | 0.115 | 0.091 | 0.117 | 0.128 | 0.131 | 0.133 | 2.87 | 2.95 | 3 | 3.1 | 3.15 | 1.914 | 2.136 | 2.456 | 2.588 | 2.69 | 5.2 | 12 | 5.75 | 0 | 0 | 0.965 | 4.194 | 2.179 | 0.992 | 0.848
Jones County Regional Water System | 0.61267 | 0.98 | 0.0012137 |  | 9260 | 0.455 | 0.007 | 0 | 0.02 | 0.02 | 0.10945 | 49.1361 | 9100 | 9150 | 9200 | 9250 | 9300 | Jones | 0.52 | 0.522 | 0.524 | 0.526 | 0.528 | 0.023 | 0.024 | 0.025 | 0.026 | 0.027 | 0 | 0 | 0 | 0 | 0 | 0.005 | 0.005 | 0.005 | 0.005 | 0.005 | 0.02 | 0.02 | 0.02 | 0.02 | 0.02 | 0.123 | 0.124 | 0.125 | 0.125 | 0.126 | 0.9 | 0 | 0 | 0 | 0 | 0 | 0 | 0 | 0 | 0
Jonesville | 0.63333 | 40.824 | 0.055 |  | 2291 | 0.103 | 0.139 | 0 | 0.02 | 0.021 | 0.29533 | 44.9585 | 2266 | 2280 | 2290 | 2290 | 2300 | Yadkin | 0.123 | 0.128 | 0.133 | 0.133 | 0.14 | 0.052 | 0.055 | 0.058 | 0.058 | 0.06 | 0.002 | 0.002 | 0.003 | 0.003 | 0.004 | 0.022 | 0.022 | 0.024 | 0.024 | 0.025 | 0.01 | 0.012 | 0.014 | 0.014 | 0.016 | 0.192 | 0.201 | 0.213 | 0.213 | 0.225 | 0 | 0 | 0 | 0 | 0 | 0 | 0 | 0 | 0 | 0
Junaluska SD | 0.2975 | 0.75 | 0 |  | 4625 | 0.195 | 0.036 | 0 | 0.079 | 0 | -0.0125 | 42.1622 | 7174 | 9093 | 11525 | 14608 | 18516 | Haywood | 0.307 | 0.389 | 0.493 | 0.625 | 0.792 | 0.07 | 0.088 | 0.112 | 0.142 | 0.18 | 0 | 0 | 0 | 0 | 0 | 0.12 | 0.164 | 0.208 | 0.263 | 0.333 | 0.001 | 0.001 | 0.001 | 0.001 | 0.001 | 0.037 | 0.048 | 0.06 | 0.076 | 0.097 | 0 | 0 | 0 | 0 | 0 | 0 | 0 | 0 | 0 | 0
Kannapolis | 5.0237 | 19.7 | 0.21325 |  | 46630 | 2.879 | 0.547 | 0 | 0 | 0.535 | 0.84942 | 61.7414 | 48919 | 56501 | 65259 | 75374 | 87057 | Rowan | 2.916 | 3.367 | 3.889 | 4.492 | 5.188 | 0.571 | 0.657 | 0.761 | 0.879 | 1.011 | 0 | 0 | 0 | 0 | 0 | 0 | 0 | 0 | 0 | 0 | 0.497 | 0.574 | 0.663 | 0.763 | 0.881 | 0.86 | 0.992 | 1.147 | 1.324 | 1.528 | 2 | 0 | 0 | 0 | 0 | 0 | 0 | 0 | 0 | 0
Kelford | ERROR | 0 | 0 |  | #N/A | 0 | 0 | 0 | 0 | 0 | #VALUE! | ERROR | 0 | 0 | 0 | 0 | 0 | Bertie | 0 | 0 | 0 | 0 | 0 | 0 | 0 | 0 | 0 | 0 | 0 | 0 | 0 | 0 | 0 | 0 | 0 | 0 | 0 | 0 | 0 | 0 | 0 | 0 | 0 | 0 | 0 | 0 | 0 | 0 | 0 | 0 | 0 | 0 | 0 | 0 | 0 | 0 | 0 | 0
Kenansville | 0.13683 | 0.396 | 0 |  | 855 | 0.062 | 0.019 | 0 | 0.021 | 0.005 | 0.029833 | 72.5146 | 1224 | 1245 | 1270 | 1307 | 1338 | Duplin | 0.064 | 0.071 | 0.077 | 0.085 | 0.095 | 0.022 | 0.023 | 0.024 | 0.025 | 0.025 | 0 | 0 | 0 | 0 | 0 | 0.021 | 0.022 | 0.023 | 0.023 | 0.023 | 0.003 | 0.003 | 0.003 | 0.003 | 0.003 | 0.027 | 0.029 | 0.031 | 0.033 | 0.035 | 0 | 0 | 0 | 0 | 0 | 0 | 0 | 0 | 0 | 0
Kenly | 0.23233 | 0.3 | 0 |  | 1389 | 0.07 | 0.092 | 0 | 0 | 0.02 | 0.050333 | 50.396 | 1407 | 1423 | 1438 | 1451 | 1466 | Johnston | 0.09 | 0.095 | 0.098 | 0.105 | 0.11 | 0.098 | 0.1 | 0.12 | 0.135 | 0.14 | 0 | 0 | 0 | 0 | 0 | 0 | 0 | 0 | 0 | 0 | 0.003 | 0.003 | 0.003 | 0.003 | 0.003 | 0.02 | 0.02 | 0.02 | 0.02 | 0.02 | 0 | 0.005 | 0 | 0 | 0 | 0 | 0 | 0 | 0 | 0
Kerr Lake Regional Water | 6.317 | 20 | 4.646 |  | 15325 | 0.844 | 0.71 | 0.01 | 0 | 0.055 | 0.052 | 55.0734 | 15631 | 15944 | 16263 | 16588 | 16920 | Vance | 1.458 | 1.572 | 1.72 | 1.769 | 1.823 | 1.4 | 1.508 | 1.65 | 1.698 | 1.75 | 0.007 | 0.007 | 0.008 | 0.008 | 0.01 | 0 | 0 | 0 | 0 | 0 | 0.095 | 0.102 | 0.112 | 0.115 | 0.119 | -0.361 | -0.389 | -0.426 | -0.438 | -0.452 | 0 | 0 | 0 | 0 | 0 | 0 | 0 | 0 | 0 | 0
Kerr Lake RWS | ERROR | 0 | 0 |  | #N/A | 0 | 0 | 0 | 0 | 0 | #VALUE! | ERROR | 0 | 0 | 0 | 0 | 0 | Vance | 0 | 0 | 0 | 0 | 0 | 0 | 0 | 0 | 0 | 0 | 0 | 0 | 0 | 0 | 0 | 0 | 0 | 0 | 0 | 0 | 0 | 0 | 0 | 0 | 0 | 0 | 0 | 0 | 0 | 0 | 0 | 0 | 0 | 0 | 0 | 0 | 0 | 0 | 0 | 0
Kill Devil Hills | 1.17 | 3 | 0 |  | 7010 | 1.11 | 0.062 | 0 | 0 | 0.001 | -0.003 | 158.3452 | 7750 | 10014 | 10953 | 12050 | 13147 | Dare | 1.304 | 1.513 | 1.681 | 1.856 | 2.051 | 0.076 | 0.089 | 0.098 | 0.109 | 0.12 | 0 | 0 | 0 | 0 | 0 | 0 | 0 | 0 | 0 | 0 | 0.001 | 0.001 | 0.001 | 0.001 | 0.001 | 0.084 | 0.098 | 0.109 | 0.12 | 0.133 | 0 | 0 | 0 | 0 | 0 | 0 | 0 | 0 | 0 | 0
King | 1.6975 | 50 | 0 |  | 20490 | 1.052 | 0.17 | 0.11 | 0.022 | 0.09 | 0.2535 | 51.3421 | 23540 | 26590 | 29640 | 32680 | 35720 | Stokes | 1.182 | 1.418 | 1.654 | 1.89 | 2.126 | 0.223 | 0.261 | 0.305 | 0.357 | 0.418 | 0.3 | 0.316 | 0.333 | 0.35 | 0.369 | 0.025 | 0.026 | 0.033 | 0.037 | 0.043 | 0.11 | 0.11 | 0.11 | 0.11 | 0.11 | 0.354 | 0.409 | 0.468 | 0.527 | 0.589 | 0 | 0 | 0 | 0 | 0 | 0 | 0 | 0 | 0 | 0
Kings Grant | ERROR | 0 | 0 |  | #N/A | 0 | 0 | 0 | 0 | 0 | #VALUE! | ERROR | 0 | 0 | 0 | 0 | 0 | New Hanover | 0 | 0 | 0 | 0 | 0 | 0 | 0 | 0 | 0 | 0 | 0 | 0 | 0 | 0 | 0 | 0 | 0 | 0 | 0 | 0 | 0 | 0 | 0 | 0 | 0 | 0 | 0 | 0 | 0 | 0 | 0 | 0 | 0 | 0 | 0 | 0 | 0 | 0 | 0 | 0
Kings Mountain | 2.5092 | 23 | 0.17848 |  | 13220 | 1.06 | 0.307 | 0.452 | 0.317 | 0.034 | 0.16068 | 80.1815 | 13874 | 14000 | 15000 | 16061 | 16864 | Cleveland | 1.166 | 1.224 | 1.285 | 1.35 | 1.418 | 0.317 | 0.321 | 0.325 | 0.329 | 0.333 | 2.736 | 2.6 | 2.5 | 2.5 | 2.5 | 0.28 | 0.294 | 0.308 | 0.324 | 0.34 | 0.112 | 0.118 | 0.123 | 0.13 | 0.137 | 0.621 | 0.602 | 0.596 | 0.608 | 0.617 | 0 | 0 | 0 | 0 | 0 | 0 | 0 | 0 | 0 | 0
Kinston | 4.5024 | 8.819 | 2.731 |  | 27500 | 2 | 0 | 2.2 | 0 | 0.02 | -2.4486 | 72.7273 | 28000 | 28000 | 28500 | 29000 | 29500 | Lenoir | 2.3 | 2.4 | 2.5 | 2.6 | 2.7 | 0 | 0 | 0 | 0 | 0 | 2.4 | 2.7 | 3 | 3.3 | 3.6 | 0 | 0 | 0 | 0 | 0 | 0.02 | 0.02 | 0.02 | 0.02 | 0.02 | 0.4 | 0.425 | 0.45 | 0.5 | 0.55 | 2.306 | 1.5 | 0 | 2.5 | 0 | 0 | 0 | 0 | 0 | 0
Kittrell WA | ERROR | 0 | 0 |  | #N/A | 0 | 0 | 0 | 0 | 0 | #VALUE! | ERROR | 0 | 0 | 0 | 0 | 0 | Vance | 0 | 0 | 0 | 0 | 0 | 0 | 0 | 0 | 0 | 0 | 0 | 0 | 0 | 0 | 0 | 0 | 0 | 0 | 0 | 0 | 0 | 0 | 0 | 0 | 0 | 0 | 0 | 0 | 0 | 0 | 0 | 0 | 0 | 0 | 0 | 0 | 0 | 0 | 0 | 0
Knightdale | ERROR | 0 | 0 |  | #N/A | 0 | 0 | 0 | 0 | 0 | #VALUE! | ERROR | 0 | 0 | 0 | 0 | 0 | Wake | 0 | 0 | 0 | 0 | 0 | 0 | 0 | 0 | 0 | 0 | 0 | 0 | 0 | 0 | 0 | 0 | 0 | 0 | 0 | 0 | 0 | 0 | 0 | 0 | 0 | 0 | 0 | 0 | 0 | 0 | 0 | 0 | 0 | 0 | 0 | 0 | 0 | 0 | 0 | 0
Kure Beach | 0.37558 | 0.637 | 0.027 |  | 2300 | 0.253 | 0.09 | 0 | 0 | 0 | 0.0055833 | 110 | 2400 | 2500 | 2600 | 2700 | 2700 | New Hanover | 0.298 | 0.31 | 0.322 | 0.335 | 0.335 | 0.042 | 0.042 | 0.042 | 0.042 | 0.042 | 0 | 0 | 0 | 0 | 0 | 0 | 0 | 0 | 0 | 0 | 0 | 0 | 0 | 0 | 0 | 0.007 | 0.007 | 0.007 | 0.008 | 0.008 | 0 | 0 | 0 | 0 | 0 | 0 | 0 | 0 | 0 | 0
La Grange | 0.26525 | 1.807 | 0 |  | 3167 | 0.167 | 0.046 | 0 | 0 | 0.005 | 0.04725 | 52.7313 | 3840 | 4361 | 4630 | 4911 | 5000 | Lenoir | 0.162 | 0.175 | 0.186 | 0.197 | 0.205 | 0.047 | 0.055 | 0.064 | 0.078 | 0.088 | 0 | 0 | 0 | 0 | 0 | 0 | 0 | 0 | 0 | 0 | 0.002 | 0.002 | 0.002 | 0.002 | 0 | 0.046 | 0.051 | 0.055 | 0.061 | 0.065 | 1.35 | 0.144 | 0.144 | 0.144 | 0 | 0 | 0 | 0 | 0 | 0
Lake Junaluska Assembly | ERROR | 0 | 0 |  | #N/A | 0 | 0 | 0 | 0 | 0 | #VALUE! | ERROR | 0 | 0 | 0 | 0 | 0 | Haywood | 0 | 0 | 0 | 0 | 0 | 0 | 0 | 0 | 0 | 0 | 0 | 0 | 0 | 0 | 0 | 0 | 0 | 0 | 0 | 0 | 0 | 0 | 0 | 0 | 0 | 0 | 0 | 0 | 0 | 0 | 0 | 0 | 0 | 0 | 0 | 0 | 0 | 0 | 0 | 0
Lake Lure | 0.059583 | 0.25 | 0.012 |  | 794 | 0.025 | 0.019 | 0 | 0 | 0.001 | 0.0025833 | 31.4861 | 804 | 804 | 824 | 844 | 884 | Rutherford | 0.03 | 0.036 | 0.042 | 0.051 | 0.057 | 0.025 | 0.031 | 0.036 | 0.041 | 0.046 | 0 | 0 | 0 | 0 | 0 | 0 | 0 | 0 | 0 | 0 | 0 | 0.001 | 0.001 | 0.001 | 0.001 | 0.007 | 0.007 | 0.008 | 0.008 | 0.008 | 0 | 0 | 0 | 0 | 0 | 0 | 0 | 0 | 0 | 0
Lake Royale | 0.16225 | 0.3 | 0 |  | 5229 | 0.12 | 0.001 | 0 | 0 | 0.016 | 0.02525 | 22.9489 | 5300 | 5800 | 6300 | 6800 | 7300 | Franklin | 0.12 | 0.131 | 0.142 | 0.154 | 0.166 | 0.001 | 0.001 | 0.001 | 0.001 | 0.001 | 0 | 0 | 0 | 0 | 0 | 0 | 0 | 0 | 0 | 0 | 0.016 | 0.016 | 0.016 | 0.016 | 0.016 | 0.025 | 0.027 | 0.029 | 0.031 | 0.033 | 0 | 0 | 0 | 0 | 0 | 0 | 0 | 0 | 0 | 0
Lake Santeetlah | 0.015 | 0.147 | 0 |  | 50 | 0.01 | 0 | 0 | 0 | 0.002 | 0.003 | 200 | 70 | 80 | 90 | 100 | 110 | Graham | 0.024 | 0.027 | 0.028 | 0.031 | 0.032 | 0 | 0 | 0 | 0 | 0 | 0 | 0 | 0 | 0 | 0 | 0 | 0 | 0 | 0 | 0 | 0.002 | 0.002 | 0.003 | 0.003 | 0.003 | 0.01 | 0.012 | 0.012 | 0.014 | 0.014 | 0 | 0 | 0 | 0 | 0 | 0 | 0 | 0 | 0 | 0
Lake Waccamaw | 0.15633 | 0.287 | 0 |  | 1480 | 0.081 | 0.005 | 0.006 | 0.026 | 0.02 | 0.018333 | 54.7297 | 1495 | 1510 | 1525 | 1540 | 1555 | Columbus | 0.089 | 0.09 | 0.091 | 0.092 | 0.093 | 0.006 | 0.006 | 0.006 | 0.006 | 0.006 | 0.007 | 0.007 | 0.007 | 0.007 | 0.007 | 0.026 | 0.027 | 0.027 | 0.028 | 0.028 | 0.002 | 0.002 | 0.002 | 0.002 | 0.002 | -0.046 | -0.047 | -0.047 | -0.048 | -0.048 | 0 | 0 | 0 | 0 | 0 | 0 | 0 | 0 | 0 | 0
Lamplighter South/Danby | 0.23625 | 0.563 | 0 |  | 3310 | 0.193 | 0.002 | 0 | 0 | 0.031 | 0.01025 | 58.3082 | 3315 | 3315 | 3315 | 3315 | 3315 | Mecklenburg | 0.27 | 0.268 | 0.267 | 0.265 | 0.264 | 0.002 | 0.002 | 0.002 | 0.002 | 0.002 | 0 | 0 | 0 | 0 | 0 | 0 | 0 | 0 | 0 | 0 | 0.02 | 0.016 | 0.016 | 0.016 | 0.016 | 0.013 | 0.013 | 0.013 | 0.013 | 0.012 | 0 | 0 | 0 | 0 | 0 | 0 | 0 | 0 | 0 | 0
Landis | 0.27817 | 3 | 0 |  | 3170 | 0.161 | 0.04 | 0.049 | 0 | 0.02 | 0.0081667 | 50.7886 | 3329 | 3661 | 4027 | 4430 | 4873 | Rowan | 0.169 | 0.186 | 0.205 | 0.225 | 0.248 | 0.044 | 0.052 | 0.06 | 0.068 | 0.076 | 0.051 | 0.056 | 0.061 | 0.066 | 0.071 | 0 | 0 | 0 | 0 | 0 | 0.021 | 0.023 | 0.025 | 0.027 | 0.029 | 0.008 | 0.009 | 0.01 | 0.011 | 0.013 | 0 | 0 | 0 | 0 | 0 | 0 | 0 | 0 | 0 | 0
Lansing | 0.011667 | 0.043 | 0 |  | 150 | 0.008 | 0.002 | 0 | 0 | 0 | 0.0016667 | 53.3333 | 217 | 300 | 310 | 330 | 340 | Ashe | 0.01 | 0.011 | 0.012 | 0.013 | 0.015 | 0.003 | 0.006 | 0.007 | 0.01 | 0.012 | 0 | 0 | 0 | 0 | 0 | 0.001 | 0.001 | 0.002 | 0.002 | 0.002 | 0 | 0 | 0 | 0 | 0 | 0.001 | 0.002 | 0.002 | 0.003 | 0.003 | 0 | 0 | 0 | 0 | 0 | 0 | 0 | 0 | 0 | 0
Laurel Park | 0.12833 | 0.205 | 0 |  | 1671 | 0.092 | 0.011 | 0 | 0 | 0.002 | 0.023333 | 55.0569 | 1711 | 1762 | 1815 | 1869 | 1925 | Henderson | 0.107 | 0.11 | 0.113 | 0.116 | 0.119 | 0.011 | 0.011 | 0.012 | 0.012 | 0.012 | 0 | 0 | 0 | 0 | 0 | 0 | 0 | 0 | 0 | 0 | 0.001 | 0.001 | 0.001 | 0.001 | 0.001 | 0.027 | 0.028 | 0.029 | 0.029 | 0.03 | 0 | 0 | 0 | 0 | 0 | 0 | 0 | 0 | 0 | 0
Laurinburg | 2.3798 | 3.88 | 0.25228 |  | 20198 | 1.201 | 0.577 | 0 | 0 | 0.054 | 0.29547 | 59.4613 | 19800 | 18800 | 18800 | 18800 | 18800 | Scotland | 1.177 | 1.118 | 1.118 | 1.118 | 1.118 | 0.566 | 0.537 | 0.537 | 0.537 | 0.537 | 0 | 0 | 0 | 0 | 0 | 0 | 0 | 0 | 0 | 0 | 0.053 | 0.05 | 0.05 | 0.05 | 0.05 | 0.29 | 0.275 | 0.275 | 0.275 | 0.275 | 0 | 0 | 0 | 0 | 0 | 0 | 0 | 0 | 0 | 0
Laurinburg-Maxton Airport | 0.25783 | 1.85 | 0.15944 |  | 30 | 0.007 | 0.007 | 0.028 | 0.006 | 0.035 | 0.015392 | 233.3333 | 30 | 30 | 30 | 30 | 30 | Scotland | 0.007 | 0.046 | 0.05 | 0.05 | 0.05 | 0.006 | 0.008 | 0.1 | 0.11 | 0.12 | 0.656 | 0.722 | 0.794 | 0.873 | 0.96 | 0.1 | 0.11 | 0.12 | 0.13 | 0.135 | 0.035 | 0.035 | 0.035 | 0.035 | 0.035 | -0.264 | -0.289 | -0.345 | -0.376 | -0.408 | 0 | 0 | 0 | 0 | 0 | 0 | 0 | 0 | 0 | 0
Lawndale | 0.024083 | 0.08 | 0 |  | 636 | 0.02 | 0.002 | 0 | 0 | 0.001 | 0.0010833 | 31.4465 | 639 | 645 | 651 | 657 | 663 | Cleveland | 0.02 | 0.02 | 0.02 | 0.02 | 0.02 | 0.002 | 0.002 | 0.002 | 0.003 | 0.003 | 0 | 0 | 0 | 0 | 0 | 0 | 0 | 0 | 0 | 0 | 0.001 | 0.001 | 0.001 | 0.001 | 0.001 | 0.004 | 0.004 | 0.004 | 0.004 | 0.004 | 0 | 0 | 0 | 0 | 0 | 0 | 0 | 0 | 0 | 0
LCFWSA - Kings Bluff | 24.5398 | 106 | 23.11 |  | 0 | 0 | 0 | 0.57 | 0 | 0 | 0.85983 | ERROR | 0 | 0 | 0 | 0 | 0 | Bladen | 0 | 0 | 0 | 0 | 0 | 0 | 0 | 0 | 0 | 0 | 0 | 0 | 0 | 0 | 0 | 0 | 0 | 0 | 0 | 0 | 0 | 0 | 0 | 0 | 0 | 0.062 | 0.062 | 0.062 | 0.062 | 0.062 | 0 | 0 | 0 | 0 | 0 | 12 | 0 | 0 | 0 | 0
Lee Co Cumnock Golden Poultry | ERROR | 0 | 0 |  | #N/A | 0 | 0 | 0 | 0 | 0 | #VALUE! | ERROR | 0 | 0 | 0 | 0 | 0 | Lee | 0 | 0 | 0 | 0 | 0 | 0 | 0 | 0 | 0 | 0 | 0 | 0 | 0 | 0 | 0 | 0 | 0 | 0 | 0 | 0 | 0 | 0 | 0 | 0 | 0 | 0 | 0 | 0 | 0 | 0 | 0 | 0 | 0 | 0 | 0 | 0 | 0 | 0 | 0 | 0
Lee Co WSD 1 | ERROR | 0 | 0 |  | #N/A | 0 | 0 | 0 | 0 | 0 | #VALUE! | ERROR | 0 | 0 | 0 | 0 | 0 | Lee | 0 | 0 | 0 | 0 | 0 | 0 | 0 | 0 | 0 | 0 | 0 | 0 | 0 | 0 | 0 | 0 | 0 | 0 | 0 | 0 | 0 | 0 | 0 | 0 | 0 | 0 | 0 | 0 | 0 | 0 | 0 | 0 | 0 | 0 | 0 | 0 | 0 | 0 | 0 | 0
Leesville Master | ERROR | 0 | 0 |  | #N/A | 0 | 0 | 0 | 0 | 0 | #VALUE! | ERROR | 0 | 0 | 0 | 0 | 0 | Wake | 0 | 0 | 0 | 0 | 0 | 0 | 0 | 0 | 0 | 0 | 0 | 0 | 0 | 0 | 0 | 0 | 0 | 0 | 0 | 0 | 0 | 0 | 0 | 0 | 0 | 0 | 0 | 0 | 0 | 0 | 0 | 0 | 0 | 0 | 0 | 0 | 0 | 0 | 0 | 0
Leland | 0.24442 | 2 | 0 |  | 1445 | 0.191 | 0.015 | 0 | 0 | 0.015 | 0.023417 | 132.1799 | 1625 | 1925 | 2225 | 2525 | 2825 | Brunswick | 0.231 | 0.296 | 0.362 | 0.43 | 0.494 | 0.001 | 0.003 | 0.004 | 0.005 | 0.006 | 0 | 0 | 0 | 0 | 0 | 0 | 0 | 0 | 0 | 0 | 0.005 | 0.005 | 0.005 | 0.005 | 0.005 | 0.031 | 0.04 | 0.049 | 0.058 | 0.066 | 0 | 0 | 0 | 0 | 0 | 0 | 0 | 0 | 0 | 0
Lenoir | 6.277 | 12 | 2.076 |  | 21344 | 1.83 | 0.54 | 0.22 | 0.2 | 0.24 | 1.171 | 85.7384 | 22494 | 23118 | 23785 | 24379 | 25000 | Caldwell | 1.618 | 1.659 | 1.7 | 1.74 | 1.8 | 0.549 | 0.55 | 0.497 | 0.499 | 0.501 | 0.2 | 0.217 | 0.22 | 0.222 | 0.225 | 0.193 | 0.17 | 0.18 | 0.18 | 0.18 | 0.14 | 0.14 | 0.14 | 0.14 | 0.14 | 1.2 | 1.24 | 1.35 | 1.38 | 1.42 | 0 | 0 | 0 | 0 | 0 | 0 | 0 | 0 | 0 | 0
Lewiston-Woodville | ERROR | 0 | 0 |  | #N/A | 0 | 0 | 0 | 0 | 0 | #VALUE! | ERROR | 0 | 0 | 0 | 0 | 0 | Bertie | 0 | 0 | 0 | 0 | 0 | 0 | 0 | 0 | 0 | 0 | 0 | 0 | 0 | 0 | 0 | 0 | 0 | 0 | 0 | 0 | 0 | 0 | 0 | 0 | 0 | 0 | 0 | 0 | 0 | 0 | 0 | 0 | 0 | 0 | 0 | 0 | 0 | 0 | 0 | 0
Lexington | 2.8203 | 6.95 | 0 |  | 19029 | 0.445 | 0.272 | 0.473 | 0.013 | 0.2 | 1.4173 | 23.3854 | 24586 | 25815 | 27106 | 28461 | 29884 | Davidson | 0.97 | 1.01 | 1.07 | 1.12 | 1.17 | 0.61 | 0.64 | 0.67 | 0.7 | 0.74 | 0.88 | 0.92 | 0.96 | 1.01 | 1.06 | 0.02 | 0.02 | 0.02 | 0.02 | 0.02 | 0.2 | 0.2 | 0.2 | 0.2 | 0.2 | 0.326 | 0.34 | 0.355 | 0.371 | 0.388 | 0 | 0 | 0 | 0 | 0 | 0 | 0 | 0 | 0 | 0
Liberty | 0.21383 | 0.372 | 0 |  | 3000 | 0.135 | 0.025 | 0.013 | 0.002 | 0.01 | 0.028833 | 45 | 3125 | 3250 | 3500 | 3750 | 4000 | Randolph | 0.15 | 0.163 | 0.175 | 0.188 | 0.2 | 0.038 | 0.049 | 0.063 | 0.07 | 0.075 | 0.009 | 0.01 | 0.011 | 0.012 | 0.012 | 0.006 | 0.01 | 0.016 | 0.016 | 0.016 | 0.015 | 0.015 | 0.015 | 0.015 | 0.015 | 0.004 | 0.004 | 0.005 | 0.005 | 0.006 | 0.18 | 0 | 0 | 0 | 0 | 0 | 0 | 0 | 0 | 0
Lilesville | 0.044583 | 0.06 | 0 |  | 537 | 0.038 | 0.002 | 0 | 0 | 0.001 | 0.0035833 | 70.7635 | 541 | 549 | 557 | 565 | 573 | Anson | 0.038 | 0.038 | 0.038 | 0.039 | 0.039 | 0.002 | 0.002 | 0.002 | 0.002 | 0.003 | 0 | 0 | 0 | 0 | 0 | 0 | 0 | 0 | 0 | 0 | 0 | 0 | 0 | 0 | 0 | 0.004 | 0.004 | 0.004 | 0.004 | 0.004 | 0 | 0 | 0 | 0 | 0 | 0 | 0 | 0 | 0 | 0
Lillington | 0.37 | 2 | 0 |  | 4020 | 0.137 | 0.044 | 0.011 | 0.107 | 0.017 | 0.054 | 34.0796 | 4131 | 4338 | 4554 | 4782 | 5260 | Harnett | 0.138 | 0.145 | 0.152 | 0.16 | 0.168 | 0.501 | 0.526 | 0.552 | 0.58 | 0.605 | 0.016 | 0.017 | 0.018 | 0.02 | 0.022 | 0.122 | 0.128 | 0.134 | 0.141 | 0.148 | 0 | 0 | 0 | 0 | 0.001 | 0.069 | 0.073 | 0.077 | 0.081 | 0.084 | 0 | 0 | 0 | 0 | 0 | 0 | 0 | 0 | 0 | 0
Lincoln County | 3.263 | 14.25 | 0.028 |  | 25938 | 1.651 | 0.287 | 0.334 | 0.15 | 0.27 | 0.543 | 63.6518 | 36438 | 49344 | 64146 | 86726 | 112744 | Lincoln | 1.8 | 2.25 | 2.813 | 3.656 | 4.753 | 0.246 | 0.308 | 0.384 | 0.5 | 0.65 | 0.366 | 0.458 | 0.572 | 0.743 | 0.966 | 0.126 | 0.158 | 0.197 | 0.256 | 0.333 | 0.06 | 0.075 | 0.094 | 0.122 | 0.158 | 0.542 | 0.678 | 0.847 | 1.101 | 1.432 | 0 | 0 | 0 | 0 | 0 | 0 | 0 | 0 | 0 | 0
Lincolnton | 3.0851 | 12 | 0.279 |  | 10487 | 0.621 | 0.297 | 0.696 | 0.108 | 0.477 | 0.60708 | 59.2162 | 12823 | 14875 | 17255 | 20015 | 23217 | Lincoln | 0.731 | 0.833 | 0.949 | 1.101 | 1.254 | 0.488 | 0.488 | 0.488 | 0.488 | 0.488 | 1.266 | 1.468 | 1.703 | 1.975 | 2.288 | 0.1 | 0.1 | 0.1 | 0.1 | 0.1 | 0.358 | 0.415 | 0.482 | 0.559 | 0.646 | 0.932 | 1.046 | 1.178 | 1.337 | 1.512 | 0 | 0 | 0 | 0 | 0 | 0 | 0 | 0 | 0 | 0
Linden | 0.12483 | 0.25 | 0.006 |  | 1605 | 0.098 | 0.01 | 0 | 0.002 | 0 | 0.0088333 | 61.0592 | 1700 | 1725 | 1750 | 1775 | 1800 | Cumberland | 0.098 | 0.098 | 0.099 | 0.099 | 0.1 | 0.01 | 0.01 | 0.011 | 0.011 | 0.012 | 0 | 0 | 0 | 0 | 0 | 0.002 | 0.002 | 0.003 | 0.003 | 0.004 | 0 | 0 | 0 | 0 | 0 | 0.008 | 0.008 | 0.008 | 0.008 | 0.008 | 0 | 0 | 0 | 0 | 0 | 0 | 0 | 0 | 0 | 0
Linville Land Harbor | 0.22675 | 0.273 | 0 |  | 514 | 0.17 | 0 | 0 | 0 | 0.02 | 0.03675 | 330.7393 | 514 | 514 | 514 | 514 | 514 | Avery | 0.165 | 0.165 | 0.165 | 0.165 | 0.165 | 0 | 0 | 0 | 0 | 0 | 0 | 0 | 0 | 0 | 0 | 0 | 0 | 0 | 0 | 0 | 0.02 | 0.02 | 0.02 | 0.02 | 0.02 | 0.018 | 0.018 | 0.018 | 0.018 | 0.018 | 0 | 0 | 0 | 0 | 0 | 0 | 0 | 0 | 0 | 0
Littleton | 0.0935 | 0.15 | 0 |  | 660 | 0.063 | 0.008 | 0.003 | 0 | 0.004 | 0.0155 | 95.4545 | 700 | 720 | 740 | 750 | 760 | Halifax | 0.067 | 0.069 | 0.071 | 0.072 | 0.073 | 0.008 | 0.009 | 0.009 | 0.009 | 0.009 | 0.003 | 0.003 | 0.003 | 0.003 | 0.003 | 0 | 0 | 0 | 0 | 0 | 0.004 | 0.004 | 0.004 | 0.005 | 0.005 | 0.008 | 0.009 | 0.009 | 0.009 | 0.009 | 0 | 0 | 0 | 0 | 0 | 0 | 0 | 0 | 0 | 0
LONG BEACH WATER | ERROR | 0 | 0 |  | #N/A | 0 | 0 | 0 | 0 | 0 | #VALUE! | ERROR | 0 | 0 | 0 | 0 | 0 | Brunswick | 0 | 0 | 0 | 0 | 0 | 0 | 0 | 0 | 0 | 0 | 0 | 0 | 0 | 0 | 0 | 0 | 0 | 0 | 0 | 0 | 0 | 0 | 0 | 0 | 0 | 0 | 0 | 0 | 0 | 0 | 0 | 0 | 0 | 0 | 0 | 0 | 0 | 0 | 0 | 0
Longview | 0.74167 | 4.5 | 0.03 |  | 4871 | 0.249 | 0.261 | 0 | 0 | 0.1 | 0.10167 | 51.1189 | 4989 | 5141 | 5297 | 5458 | 5624 | Catawba | 0.256 | 0.264 | 0.272 | 0.28 | 0.289 | 0.289 | 0.298 | 0.307 | 0.316 | 0.326 | 0 | 0 | 0 | 0 | 0 | 0 | 0 | 0 | 0 | 0 | 0.1 | 0.1 | 0.1 | 0.1 | 0.1 | 0.095 | 0.095 | 0.101 | 0.101 | 0.101 | 0 | 0 | 0 | 0 | 0 | 0 | 0 | 0 | 0 | 0
Louisburg | 0.6015 | 3 | 0.10414 |  | 3352 | 0.136 | 0.23 | 0 | 0 | 0.07 | 0.061363 | 40.5728 | 3950 | 4500 | 4680 | 4870 | 5500 | Franklin | 0.138 | 0.158 | 0.154 | 0.146 | 0.154 | 0.203 | 0.215 | 0.23 | 0.242 | 0.268 | 0.04 | 0.044 | 0.05 | 0.054 | 0.06 | 0.1 | 0.11 | 0.12 | 0.135 | 0.17 | 0.068 | 0.078 | 0.086 | 0.094 | 0.11 | 0.165 | 0.182 | 0.192 | 0.202 | 0.229 | 0 | 0 | 0 | 0 | 0 | 0 | 0 | 0 | 0 | 0
Love Valley | ERROR | 0 | 0 |  | #N/A | 0 | 0 | 0 | 0 | 0 | #VALUE! | ERROR | 0 | 0 | 0 | 0 | 0 | Iredell | 0 | 0 | 0 | 0 | 0 | 0 | 0 | 0 | 0 | 0 | 0 | 0 | 0 | 0 | 0 | 0 | 0 | 0 | 0 | 0 | 0 | 0 | 0 | 0 | 0 | 0 | 0 | 0 | 0 | 0 | 0 | 0 | 0 | 0 | 0 | 0 | 0 | 0 | 0 | 0
Lowell | 0.34067 | 0.618 | 0 |  | 3451 | 0.198 | 0.035 | 0 | 0.01 | 0.01 | 0.087667 | 57.3747 | 4160 | 4344 | 4528 | 4712 | 4896 | Gaston | 0.212 | 0.22 | 0.23 | 0.24 | 0.249 | 0.033 | 0.035 | 0.036 | 0.038 | 0.039 | 0 | 0 | 0 | 0 | 0 | 0.008 | 0.008 | 0.009 | 0.009 | 0.01 | 0.032 | 0.034 | 0.036 | 0.038 | 0.04 | 0.021 | 0.02 | 0.019 | 0.018 | 0.017 | 0 | 0 | 0 | 0 | 0 | 0 | 0 | 0 | 0 | 0
Lower Cape Fear WSA | ERROR | 0 | 0 |  | #N/A | 0 | 0 | 0 | 0 | 0 | #VALUE! | ERROR | 0 | 0 | 0 | 0 | 0 | New Hanover | 0 | 0 | 0 | 0 | 0 | 0 | 0 | 0 | 0 | 0 | 0 | 0 | 0 | 0 | 0 | 0 | 0 | 0 | 0 | 0 | 0 | 0 | 0 | 0 | 0 | 0 | 0 | 0 | 0 | 0 | 0 | 0 | 0 | 0 | 0 | 0 | 0 | 0 | 0 | 0
Lucama | 0.080917 | 0.273 | 0 |  | 881 | 0.06 | 0.006 | 0 | 0.004 | 0.015 | -0.0040833 | 68.1044 | 885 | 895 | 900 | 900 | 900 | Wilson | 0.085 | 0.09 | 0.094 | 0.099 | 0.1 | 0.006 | 0.008 | 0.009 | 0.009 | 0.01 | 0 | 0 | 0 | 0 | 0 | 0.004 | 0.006 | 0.007 | 0.008 | 0.008 | 0.017 | 0.017 | 0.018 | 0.019 | 0.02 | 0.014 | 0.014 | 0.014 | 0.014 | 0.014 | 0 | 0 | 0 | 0 | 0 | 0 | 0 | 0 | 0 | 0
Lumberton | 5.2167 | 16.2 | 0 |  | 21823 | 1.617 | 1.43 | 0.769 | 0.064 | 0.5 | 0.83667 | 74.0961 | 29000 | 34000 | 36500 | 40500 | 4400 | Robeson | 2.978 | 3.38 | 3.798 | 4.208 | 4.701 | 4.23 | 5.46 | 5.99 | 6.76 | 7.56 | 2.43 | 2.802 | 3.7 | 4.602 | 5.502 | 0.294 | 0.303 | 0.373 | 0.443 | 0.521 | 0.148 | 0.178 | 0.212 | 0.275 | 0.338 | 0.75 | 0.9 | 0.95 | 1.05 | 1.15 | 0 | 0 | 0 | 0 | 0 | 0 | 0 | 0 | 0 | 0
Lyon Station SD | ERROR | 0 | 0 |  | #N/A | 0 | 0 | 0 | 0 | 0 | #VALUE! | ERROR | 0 | 0 | 0 | 0 | 0 | Granville | 0 | 0 | 0 | 0 | 0 | 0 | 0 | 0 | 0 | 0 | 0 | 0 | 0 | 0 | 0 | 0 | 0 | 0 | 0 | 0 | 0 | 0 | 0 | 0 | 0 | 0 | 0 | 0 | 0 | 0 | 0 | 0 | 0 | 0 | 0 | 0 | 0 | 0 | 0 | 0
Macclesfield | 0.034417 | 0.414 | 0 |  | 890 | 0.099 | 0.005 | 0 | 0 | 0 | -0.069583 | 111.236 | 777 | 697 | 626 | 562 | 555 | Edgecombe | 0.055 | 0.049 | 0.044 | 0.04 | 0.035 | 0.003 | 0.003 | 0.003 | 0.003 | 0.003 | 0 | 0 | 0 | 0 | 0 | 0 | 0 | 0 | 0 | 0 | 0 | 0 | 0 | 0 | 0 | 0.003 | 0.003 | 0.002 | 0.002 | 0.002 | 0 | 0 | 0 | 0 | 0 | 0 | 0 | 0 | 0 | 0
Madison | 0.57108 | 16.1 | 0.032 |  | 2787 | 0.098 | 0.047 | 0.24 | 0 | 0.045 | 0.10908 | 35.1633 | 2907 | 3027 | 3147 | 3267 | 3387 | Rockingham | 0.7 | 0.9 | 1.1 | 1.2 | 1.4 | 0.3 | 0.35 | 0.45 | 0.55 | 0.65 | 0.334 | 0.35 | 0.368 | 0.386 | 0.404 | 0 | 0 | 0 | 0 | 0 | 0.1 | 0.13 | 0.14 | 0.15 | 0.16 | 0.535 | 0.645 | 0.767 | 0.852 | 0.947 | 0 | 0 | 0 | 0 | 0 | 0 | 0 | 0 | 0 | 0
Maggie Valley SD | 1.0102 | 4.66 | 0 |  | 9290 | 0.499 | 0.235 | 0.009 | 0 | 0.099 | 0.16817 | 53.7137 | 10530 | 12530 | 14530 | 16600 | 18800 | Haywood | 0.7 | 0.75 | 0.78 | 0.81 | 0.835 | 0.247 | 0.272 | 0.299 | 0.328 | 0.34 | 0.012 | 0.015 | 0.02 | 0.025 | 0.03 | 0 | 0 | 0 | 0 | 0 | 0.095 | 0.095 | 0.055 | 0.055 | 0.06 | 0.209 | 0.225 | 0.239 | 0.252 | 0.261 | 0 | 0 | 0 | 0 | 0 | 0 | 0 | 0 | 0 | 0
Magnolia | 0.067333 | 0.27 | 0 |  | 980 | 0.043 | 0.004 | 0 | 0 | 0.008 | 0.012333 | 43.8776 | 1362 | 1594 | 1624 | 1655 | 1686 | Duplin | 0.078 | 0.091 | 0.093 | 0.095 | 0.115 | 0.013 | 0.015 | 0.018 | 0.022 | 0.027 | 0 | 0 | 0 | 0 | 0 | 0 | 0 | 0 | 0 | 0 | 0.004 | 0.005 | 0.006 | 0.008 | 0.011 | 0.016 | 0.019 | 0.02 | 0.021 | 0.026 | 0 | 0 | 0 | 0 | 0 | 0 | 0 | 0 | 0 | 0
Maiden | 0.99425 | 3 | 0 |  | 4945 | 0.201 | 0.028 | 0.703 | 0.019 | 0.01 | 0.03325 | 40.6471 | 5345 | 6345 | 7345 | 8945 | 9945 | Catawba | 0.224 | 0.266 | 0.31 | 0.376 | 0.418 | 0.072 | 0.075 | 0.077 | 0.08 | 0.083 | 1.023 | 1.057 | 1.093 | 1.129 | 1.165 | 0.02 | 0.021 | 0.022 | 0.023 | 0.024 | 0.018 | 0.02 | 0.025 | 0.028 | 0.03 | 0.195 | 0.201 | 0.207 | 0.213 | 0.219 | 0 | 0 | 0 | 0 | 0 | 0 | 0 | 0 | 0 | 0
Manteo | 0.19133 | 0.7 | 0 |  | 1437 | 0.138 | 0.038 | 0 | 0.014 | 0.001 | 0.00033333 | 96.0334 | 1509 | 1585 | 1664 | 1747 | 1834 | Dare | 0.233 | 0.245 | 0.257 | 0.27 | 0.284 | 0.055 | 0.058 | 0.061 | 0.064 | 0.067 | 0 | 0 | 0 | 0 | 0 | 0.015 | 0.016 | 0.017 | 0.018 | 0.019 | 0.001 | 0.001 | 0.001 | 0.001 | 0.001 | 0.016 | 0.017 | 0.018 | 0.019 | 0.02 | 0 | 0 | 0 | 0 | 0 | 0 | 0 | 0 | 0 | 0
Marble CWS | ERROR | 0 | 0 |  | #N/A | 0 | 0 | 0 | 0 | 0 | #VALUE! | ERROR | 0 | 0 | 0 | 0 | 0 | Cherokee | 0 | 0 | 0 | 0 | 0 | 0 | 0 | 0 | 0 | 0 | 0 | 0 | 0 | 0 | 0 | 0 | 0 | 0 | 0 | 0 | 0 | 0 | 0 | 0 | 0 | 0 | 0 | 0 | 0 | 0 | 0 | 0 | 0 | 0 | 0 | 0 | 0 | 0 | 0 | 0
Marion | 1.465 | 4.1 | 0.043 |  | 8668 | 0.442 | 0.223 | 0.094 | 0.182 | 0.32 | 0.161 | 50.9922 | 8886 | 9153 | 9427 | 9710 | 10001 | McDowell | 0.484 | 0.491 | 0.499 | 0.506 | 0.514 | 0.222 | 0.233 | 0.244 | 0.257 | 0.27 | 0.209 | 0.21 | 0.211 | 0.212 | 0.213 | 0.256 | 0.258 | 0.261 | 0.264 | 0.267 | 0.36 | 0.351 | 0.342 | 0.335 | 0.327 | 0.127 | 0.128 | 0.129 | 0.13 | 0.132 | 0 | 0 | 0 | 0 | 0 | 0 | 0 | 0 | 0 | 0
Mars Hill | 0.28658 | 0.6 | 0 |  | 3200 | 0.111 | 0.027 | 0.001 | 0.067 | 0.084 | -0.0034167 | 34.6875 | 3502 | 3902 | 4302 | 4702 | 5102 | Madison | 0.075 | 0.083 | 0.091 | 0.099 | 0.107 | 0.023 | 0.027 | 0.031 | 0.035 | 0.039 | 0.004 | 0.005 | 0.006 | 0.007 | 0.008 | 0.063 | 0.065 | 0.067 | 0.069 | 0.071 | 0.002 | 0.003 | 0.004 | 0.005 | 0.006 | 0.044 | 0.048 | 0.052 | 0.056 | 0.06 | 0 | 0 | 0 | 0 | 0 | 0 | 0 | 0 | 0 | 0
Marshall | 0.14058 | 0.154 | 0 |  | 888 | 0.059 | 0.008 | 0.002 | 0.008 | 0.004 | 0.059583 | 66.4414 | 805 | 821 | 837 | 854 | 871 | Madison | 0.059 | 0.057 | 0.056 | 0.057 | 0.058 | 0.01 | 0.01 | 0.011 | 0.011 | 0.011 | 0.001 | 0.001 | 0.001 | 0.001 | 0.001 | 0.021 | 0.022 | 0.022 | 0.023 | 0.023 | 0.004 | 0.004 | 0.004 | 0.004 | 0 | 0.072 | 0.071 | 0.071 | 0.072 | 0.07 | 0 | 0 | 0 | 0 | 0 | 0 | 0 | 0 | 0 | 0
Marshville | 0.32858 | 0.7 | 0 |  | 3429 | 0.168 | 0.023 | 0.002 | 0.007 | 0.012 | 0.11658 | 48.9939 | 3495 | 4040 | 4670 | 5399 | 6241 | Union | 0.135 | 0.156 | 0.18 | 0.207 | 0.239 | 0.031 | 0.035 | 0.04 | 0.045 | 0.049 | 0.02 | 0.024 | 0.027 | 0.03 | 0.033 | 0.027 | 0.031 | 0.035 | 0.039 | 0.043 | 0.012 | 0.014 | 0.016 | 0.018 | 0.02 | 0.095 | 0.109 | 0.125 | 0.143 | 0.162 | 0 | 0 | 0 | 0 | 0 | 0 | 0 | 0 | 0 | 0
MARTIN CO WSD 1 | ERROR | 0 | 0 |  | #N/A | 0 | 0 | 0 | 0 | 0 | #VALUE! | ERROR | 0 | 0 | 0 | 0 | 0 | Martin | 0 | 0 | 0 | 0 | 0 | 0 | 0 | 0 | 0 | 0 | 0 | 0 | 0 | 0 | 0 | 0 | 0 | 0 | 0 | 0 | 0 | 0 | 0 | 0 | 0 | 0 | 0 | 0 | 0 | 0 | 0 | 0 | 0 | 0 | 0 | 0 | 0 | 0 | 0 | 0
Martin Co WSD 2 | ERROR | 0 | 0 |  | #N/A | 0 | 0 | 0 | 0 | 0 | #VALUE! | ERROR | 0 | 0 | 0 | 0 | 0 | Martin | 0 | 0 | 0 | 0 | 0 | 0 | 0 | 0 | 0 | 0 | 0 | 0 | 0 | 0 | 0 | 0 | 0 | 0 | 0 | 0 | 0 | 0 | 0 | 0 | 0 | 0 | 0 | 0 | 0 | 0 | 0 | 0 | 0 | 0 | 0 | 0 | 0 | 0 | 0 | 0
Martin Co WSD 3 | ERROR | 0 | 0 |  | #N/A | 0 | 0 | 0 | 0 | 0 | #VALUE! | ERROR | 0 | 0 | 0 | 0 | 0 | Martin | 0 | 0 | 0 | 0 | 0 | 0 | 0 | 0 | 0 | 0 | 0 | 0 | 0 | 0 | 0 | 0 | 0 | 0 | 0 | 0 | 0 | 0 | 0 | 0 | 0 | 0 | 0 | 0 | 0 | 0 | 0 | 0 | 0 | 0 | 0 | 0 | 0 | 0 | 0 | 0
Martin County Regional WASA | 0 | 128 | 0 |  | 0 | 0 | 0 | 0 | 0 | 0 | 0 | ERROR | 15700 | 16800 | 18000 | 19300 | 20700 | Martin | 0 | 0 | 0 | 0 | 0 | 0 | 0 | 0 | 0 | 0 | 0 | 0 | 0 | 0 | 0 | 1.47 | 1.74 | 1.86 | 1.99 | 2.13 | 0 | 0 | 0 | 0 | 0 | 0 | 0 | 0 | 0 | 0 | 0 | 0 | 0 | 0 | 0 | 0 | 0 | 0 | 0 | 0
Martin County Regional WASA Well | ERROR | 0 | 0 |  | #N/A | 0 | 0 | 0 | 0 | 0 | #VALUE! | ERROR | 0 | 0 | 0 | 0 | 0 | Martin | 0 | 0 | 0 | 0 | 0 | 0 | 0 | 0 | 0 | 0 | 0 | 0 | 0 | 0 | 0 | 0 | 0 | 0 | 0 | 0 | 0 | 0 | 0 | 0 | 0 | 0 | 0 | 0 | 0 | 0 | 0 | 0 | 0 | 0 | 0 | 0 | 0 | 0 | 0 | 0
Martin County WD I | 0.13433 | 0.36 | 0 |  | 2288 | 0.094 | 0.01 | 0 | 0.002 | 0.009 | 0.019333 | 41.0839 | 2280 | 2189 | 2101 | 2017 | 1937 | Martin | 0.094 | 0.09 | 0.087 | 0.084 | 0.081 | 0.01 | 0.009 | 0.009 | 0.009 | 0.009 | 0 | 0 | 0 | 0 | 0 | 0.002 | 0.002 | 0.002 | 0.002 | 0.002 | 0.009 | 0.009 | 0.009 | 0.008 | 0.007 | 0.019 | 0.018 | 0.018 | 0.017 | 0.016 | 0.343 | 0 | 0 | 0 | 0 | 0 | 0 | 0 | 0 | 0
Martin County WD II | 0.15025 | 0.504 | 0 |  | 2535 | 0.106 | 0.003 | 0 | 0.005 | 0.01 | 0.02625 | 41.8146 | 2613 | 2863 | 3113 | 3363 | 3613 | Martin | 0.11 | 0.12 | 0.131 | 0.139 | 0.148 | 0.004 | 0.004 | 0.005 | 0.006 | 0.007 | 0 | 0 | 0 | 0 | 0 | 0.005 | 0.005 | 0.006 | 0.007 | 0.008 | 0.015 | 0.015 | 0.015 | 0.015 | 0.015 | 0.02 | 0.022 | 0.024 | 0.025 | 0.027 | 0.15 | 0 | 0 | 0 | 0 | 0 | 0 | 0 | 0 | 0
Maury Sanitary Land District | 0.04 | 0.2 | 0 |  | 815 | 0.021 | 0.002 | 0 | 0.017 | 0 | 0 | 25.7669 | 885 | 940 | 984 | 1010 | 1060 | Greene | 0.026 | 0.026 | 0.027 | 0.029 | 0.031 | 0.002 | 0.002 | 0.002 | 0.002 | 0.002 | 0 | 0 | 0 | 0 | 0 | 0.017 | 0.018 | 0.019 | 0.02 | 0.021 | 0.001 | 0.001 | 0.001 | 0.001 | 0.001 | 0.003 | 0.003 | 0.003 | 0.004 | 0.004 | 0 | 0 | 0 | 0 | 0 | 0 | 0 | 0 | 0 | 0
Maxton | 0.27058 | 0 | 0 |  | 2600 | 0.108 | 0.036 | 0 | 0 | 0 | 0.12658 | 41.5385 | 2600 | 2500 | 0 | 0 | 2700 | Robeson | 0.225 | 0.2 | 0 | 0 | 0 | 0.02 | 0.015 | 0 | 0 | 0 | 0 | 0 | 0 | 0 | 0 | 0.004 | 0.004 | 0 | 0 | 0 | 0 | 0 | 0 | 0 | 0 | -0.249 | -0.219 | 0 | 0 | 0 | 0 | 0 | 0 | 0 | 0 | 0 | 0 | 0 | 0 | 0
Mayberry WSD2 | ERROR | 0 | 0 |  | #N/A | 0 | 0 | 0 | 0 | 0 | #VALUE! | ERROR | 0 | 0 | 0 | 0 | 0 | Orange | 0 | 0 | 0 | 0 | 0 | 0 | 0 | 0 | 0 | 0 | 0 | 0 | 0 | 0 | 0 | 0 | 0 | 0 | 0 | 0 | 0 | 0 | 0 | 0 | 0 | 0 | 0 | 0 | 0 | 0 | 0 | 0 | 0 | 0 | 0 | 0 | 0 | 0 | 0 | 0
Mayodan | 0.68958 | 10 | 0.12756 |  | 2443 | 0.125 | 0.055 | 0.125 | 0.007 | 0.184 | 0.066024 | 51.1666 | 2955 | 3250 | 3575 | 3932 | 4000 | Rockingham | 0.086 | 0.092 | 0.098 | 0.105 | 0.115 | 0.146 | 0.164 | 0.184 | 0.206 | 0.216 | 0.599 | 0.671 | 0.751 | 0.841 | 0.851 | 0.016 | 0.017 | 0.018 | 0.019 | 0.029 | 0.062 | 0.069 | 0.077 | 0.086 | 0.096 | 0.513 | 0.572 | 0.637 | 0.709 | 0.738 | 0 | 0 | 0 | 0 | 0 | 0 | 0 | 0 | 0 | 0
Maysville | 0.05 | 0.144 | 0 |  | 1100 | 0.038 | 0.006 | 0 | 0.006 | 0.002 | -0.002 | 34.5455 | 1242 | 1366 | 1503 | 2200 | 2300 | Jones | 0.042 | 0.044 | 0.049 | 0.055 | 0.06 | 0.005 | 0.005 | 0.005 | 0.007 | 0.009 | 0 | 0 | 0 | 0 | 0 | 0.003 | 0.003 | 0.003 | 0.003 | 0.003 | 0.003 | 0.003 | 0.003 | 0.003 | 0.004 | 0.003 | 0.003 | 0.003 | 0.004 | 0.004 | 0 | 0 | 0 | 0 | 0 | 0 | 0 | 0 | 0 | 0
McAdenville | 0.24042 | 1 | 0 |  | 667 | 0.032 | 0.005 | 0.158 | 0.003 | 0.008 | 0.034417 | 47.976 | 745 | 910 | 1110 | 1350 | 1650 | Gaston | 0.047 | 0.057 | 0.07 | 0.085 | 0.104 | 0.008 | 0.01 | 0.02 | 0.02 | 0.03 | 0.12 | 0.2 | 0.2 | 0.2 | 0.2 | 0.009 | 0.009 | 0.011 | 0.012 | 0.013 | 0.017 | 0.017 | 0.017 | 0.017 | 0.017 | 0.101 | 0.147 | 0.159 | 0.167 | 0.182 | 0 | 0 | 0 | 0 | 0 | 0 | 0 | 0 | 0 | 0
McDowell County (Nebo) | 0.039167 | 0.2 | 0 |  | 490 | 0.02 | 0.002 | 0.001 | 0.003 | 0.009 | 0.0041667 | 40.8163 | 505 | 520 | 535 | 550 | 565 | McDowell | 0.018 | 0.017 | 0.016 | 0.015 | 0.015 | 0.005 | 0.008 | 0.008 | 0.008 | 0.008 | 0.001 | 0.001 | 0.001 | 0.001 | 0.001 | 0.003 | 0.003 | 0.003 | 0.003 | 0.003 | 0.035 | 0.03 | 0.025 | 0.025 | 0.025 | 0.007 | 0.006 | 0.006 | 0.005 | 0.005 | 0 | 0 | 0 | 0 | 0 | 0 | 0 | 0 | 0 | 0
McFarlan | ERROR | 0 | 0 |  | #N/A | 0 | 0 | 0 | 0 | 0 | #VALUE! | ERROR | 0 | 0 | 0 | 0 | 0 | Anson | 0 | 0 | 0 | 0 | 0 | 0 | 0 | 0 | 0 | 0 | 0 | 0 | 0 | 0 | 0 | 0 | 0 | 0 | 0 | 0 | 0 | 0 | 0 | 0 | 0 | 0 | 0 | 0 | 0 | 0 | 0 | 0 | 0 | 0 | 0 | 0 | 0 | 0 | 0 | 0
Mebane | 1.4863 | 4 | 0.017808 |  | 14109 | 0.651 | 0.176 | 0.258 | 0.012 | 0.05 | 0.32153 | 46.1408 | 17173 | 26367 | 40425 | 56662 | 78165 | Alamance | 0.818 | 1.226 | 1.833 | 2.507 | 3.374 | 0.22 | 0.33 | 0.495 | 0.743 | 1.114 | 0.311 | 0.389 | 0.486 | 0.607 | 0.759 | 0.012 | 0.015 | 0.017 | 0.021 | 0.025 | 0.088 | 0.219 | 0.547 | 1.367 | 3.418 | 0.408 | 0.614 | 0.951 | 1.477 | 2.447 | 0 | 0 | 0 | 0 | 0 | 0 | 0 | 0 | 0 | 0
Merrimon | 0.0035833 | 0.065 | 0 |  | 71 | 0.002 | 0 | 0 | 0.001 | 0.001 | -0.00041667 | 28.169 | 85 | 90 | 100 | 110 | 120 | Carteret | 0.003 | 0.003 | 0.003 | 0.004 | 0.004 | 0 | 0 | 0 | 0 | 0 | 0 | 0 | 0 | 0 | 0 | 0.001 | 0.001 | 0.001 | 0.001 | 0.001 | 0.001 | 0.001 | 0.001 | 0.001 | 0.001 | 0 | 0 | 0 | 0 | 0 | 0 | 0 | 0 | 0 | 0 | 0 | 0 | 0 | 0 | 0
Micro | 0.052083 | 0.175 | 0 |  | 487 | 0.025 | 0.005 | 0.004 | 0.007 | 0.001 | 0.010083 | 51.3347 | 510 | 525 | 550 | 575 | 620 | Johnston | 0.025 | 0.028 | 0.031 | 0.035 | 0.038 | 0.005 | 0.009 | 0.013 | 0.015 | 0.018 | 0.005 | 0.006 | 0.006 | 0.007 | 0.008 | 0.008 | 0.009 | 0.01 | 0.012 | 0.014 | 0.001 | 0.001 | 0.001 | 0.001 | 0.001 | 0.01 | 0.013 | 0.015 | 0.017 | 0.019 | 0 | 0 | 0 | 0 | 0 | 0 | 0 | 0 | 0 | 0
Micro (County Line) | 0.0015833 | 0.005 | 0 |  | 40 | 0.002 | 0 | 0 | 0 | 0 | -0.00041667 | 50 | 45 | 50 | 55 | 65 | 75 | Johnston | 0.003 | 0.003 | 0.003 | 0.004 | 0.004 | 0 | 0 | 0 | 0 | 0 | 0 | 0 | 0 | 0 | 0 | 0 | 0 | 0 | 0 | 0 | 0 | 0 | 0 | 0 | 0 | 0 | 0 | 0 | 0 | 0 | 0 | 0 | 0 | 0 | 0 | 0 | 0 | 0 | 0 | 0
Middlesex | 0.10142 | 0.565 | 0 |  | 803 | 0.034 | 0.015 | 0.003 | 0.002 | 0.01 | 0.037417 | 42.3412 | 850 | 900 | 950 | 1000 | 1050 | Nash | 0.04 | 0.042 | 0.044 | 0.046 | 0.048 | 0.009 | 0.01 | 0.011 | 0.012 | 0.013 | 0.018 | 0.02 | 0.022 | 0.024 | 0.026 | 0.002 | 0.002 | 0.002 | 0.002 | 0.002 | 0.004 | 0.004 | 0.004 | 0.004 | 0.004 | 0.013 | 0.014 | 0.014 | 0.015 | 0.016 | 0 | 0 | 0 | 0 | 0 | 0 | 0 | 0 | 0 | 0
Mill Ridge POA | ERROR | 0 | 0 |  | #N/A | 0 | 0 | 0 | 0 | 0 | #VALUE! | ERROR | 0 | 0 | 0 | 0 | 0 | Watauga | 0 | 0 | 0 | 0 | 0 | 0 | 0 | 0 | 0 | 0 | 0 | 0 | 0 | 0 | 0 | 0 | 0 | 0 | 0 | 0 | 0 | 0 | 0 | 0 | 0 | 0 | 0 | 0 | 0 | 0 | 0 | 0 | 0 | 0 | 0 | 0 | 0 | 0 | 0 | 0
Milton | ERROR | 0 | 0 |  | #N/A | 0 | 0 | 0 | 0 | 0 | #VALUE! | ERROR | 0 | 0 | 0 | 0 | 0 | Caswell | 0 | 0 | 0 | 0 | 0 | 0 | 0 | 0 | 0 | 0 | 0 | 0 | 0 | 0 | 0 | 0 | 0 | 0 | 0 | 0 | 0 | 0 | 0 | 0 | 0 | 0 | 0 | 0 | 0 | 0 | 0 | 0 | 0 | 0 | 0 | 0 | 0 | 0 | 0 | 0
Milton 2015 | ERROR | 0 | 0 |  | #N/A | 0 | 0 | 0 | 0 | 0 | #VALUE! | ERROR | 0 | 0 | 0 | 0 | 0 | Caswell | 0 | 0 | 0 | 0 | 0 | 0 | 0 | 0 | 0 | 0 | 0 | 0 | 0 | 0 | 0 | 0 | 0 | 0 | 0 | 0 | 0 | 0 | 0 | 0 | 0 | 0 | 0 | 0 | 0 | 0 | 0 | 0 | 0 | 0 | 0 | 0 | 0 | 0 | 0 | 0
Mocksville | 0.76692 | 3.6 | 0.00049041 |  | 5236 | 0.391 | 0.092 | 0.073 | 0.055 | 0.087 | 0.068426 | 74.6753 | 5500 | 6000 | 6500 | 7100 | 7700 | Davie | 0.407 | 0.44 | 0.475 | 0.513 | 0.554 | 0.097 | 0.102 | 0.107 | 0.112 | 0.118 | 0.08 | 0.088 | 0.097 | 0.106 | 0.117 | 0.06 | 0.063 | 0.066 | 0.069 | 0.073 | 0.075 | 0.079 | 0.083 | 0.087 | 0.091 | 0.07 | 0.07 | 0.07 | 0.07 | 0.07 | 0 | 0 | 0 | 0 | 0 | 0 | 0 | 0 | 0 | 0
Monroe | 6.8092 | 11.39 | 0 |  | 30422 | 1.64 | 0.88 | 2.34 | 0.24 | 0.83 | 0.87917 | 53.9084 | 33265 | 38605 | 44803 | 51995 | 60343 | Union | 1.767 | 2.05 | 2.38 | 2.762 | 3.205 | 0.948 | 1.1 | 1.277 | 1.482 | 1.72 | 2.399 | 2.522 | 2.651 | 2.786 | 2.929 | 0.259 | 0.3 | 0.348 | 0.404 | 0.469 | 0.894 | 0.934 | 1.084 | 1.258 | 1.46 | 0.934 | 1.029 | 1.154 | 1.296 | 1.458 | 0 | 2 | 0 | 2 | 0 | 0 | 0 | 0 | 0 | 0
Monterey Heights Water Supply | ERROR | 0 | 0 |  | #N/A | 0 | 0 | 0 | 0 | 0 | #VALUE! | ERROR | 0 | 0 | 0 | 0 | 0 | New Hanover | 0 | 0 | 0 | 0 | 0 | 0 | 0 | 0 | 0 | 0 | 0 | 0 | 0 | 0 | 0 | 0 | 0 | 0 | 0 | 0 | 0 | 0 | 0 | 0 | 0 | 0 | 0 | 0 | 0 | 0 | 0 | 0 | 0 | 0 | 0 | 0 | 0 | 0 | 0 | 0
Montgomery Co | 2.4263 | 6 | 1.291 |  | 14432 | 0.481 | 0.294 | 0 | 0 | 0.036 | 0.32425 | 33.3287 | 14900 | 15870 | 16900 | 18000 | 19170 | Montgomery | 0.497 | 0.529 | 0.563 | 0.6 | 0.639 | 0.309 | 0.34 | 0.374 | 0.411 | 0.452 | 0 | 0 | 0 | 0 | 0 | 0 | 0 | 0 | 0 | 0 | 0.04 | 0.042 | 0.044 | 0.046 | 0.048 | 0.339 | 0.365 | 0.393 | 0.424 | 0.456 | 0 | 0 | 0 | 0 | 0 | 0 | 0 | 0 | 0 | 0
Montreat | 0.092833 | 0.322 | 0 |  | 730 | 0.053 | 0 | 0 | 0.024 | 0.009 | 0.0068333 | 72.6027 | 745 | 760 | 775 | 790 | 802 | Buncombe | 0.054 | 0.055 | 0.056 | 0.057 | 0.058 | 0 | 0 | 0 | 0 | 0 | 0 | 0 | 0 | 0 | 0 | 0.025 | 0.026 | 0.027 | 0.028 | 0.029 | 0.012 | 0.012 | 0.013 | 0.013 | 0.014 | 0.005 | 0.005 | 0.006 | 0.006 | 0.006 | 0 | 0 | 0 | 0 | 0 | 0 | 0 | 0 | 0 | 0
Moore County Public Utilities-Addor | 0.00675 | 0.045 | 0 |  | 135 | 0.004 | 0 | 0 | 0 | 0.002 | 0.00075 | 29.6296 | 150 | 160 | 170 | 182 | 194 | Moore | 0.004 | 0.004 | 0.005 | 0.005 | 0.005 | 0 | 0 | 0 | 0 | 0 | 0.018 | 0.019 | 0.02 | 0.022 | 0.023 | 0 | 0 | 0 | 0 | 0 | 0.001 | 0.001 | 0.001 | 0.001 | 0.001 | 0.004 | 0.004 | 0.005 | 0.005 | 0.005 | 0 | 0 | 0 | 0 | 0 | 0 | 0 | 0 | 0 | 0
Moore County Public Utilities-High Falls | 0.0089167 | 0.025 | 0 |  | 322 | 0.001 | 0 | 0 | 0 | 0.007 | 0.00091667 | 3.1056 | 289 | 300 | 310 | 321 | 333 | Moore | 0.001 | 0.001 | 0.001 | 0.001 | 0.001 | 0 | 0 | 0 | 0 | 0 | 0 | 0 | 0 | 0 | 0 | 0.001 | 0.001 | 0.001 | 0.001 | 0.001 | 0.005 | 0.005 | 0.004 | 0.004 | 0.003 | 0.001 | 0.001 | 0.001 | 0.001 | 0.001 | 0 | 0 | 0 | 0 | 0 | 0 | 0 | 0 | 0 | 0
Moore County Public Utilities-Hyland Hills | 0.019833 | 0.05 | 0 |  | 332 | 0.015 | 0 | 0 | 0 | 0.003 | 0.0018333 | 45.1807 | 358 | 383 | 410 | 438 | 469 | Moore | 0.021 | 0.023 | 0.024 | 0.026 | 0.028 | 0 | 0 | 0 | 0 | 0 | 0 | 0 | 0 | 0 | 0 | 0 | 0 | 0 | 0 | 0 | 0.003 | 0.003 | 0.003 | 0.003 | 0.003 | 0.003 | 0.003 | 0.004 | 0.004 | 0.004 | 0 | 0 | 0 | 0 | 0 | 0 | 0 | 0 | 0 | 0
Moore County Public Utilities-Pinehurst | 2.2126 | 3.97 | 0.392 |  | 20000 | 1.19 | 0.1 | 0 | 0.1 | 0.33 | 0.10058 | 59.5 | 20300 | 21000 | 23000 | 25415 | 29005 | Moore | 1.495 | 1.706 | 1.947 | 2.223 | 2.537 | 0.322 | 0.367 | 0.419 | 0.478 | 0.546 | 0 | 0 | 0 | 0 | 0 | 0.105 | 0.12 | 0.137 | 0.156 | 0.178 | 0.006 | 0.007 | 0.007 | 0.008 | 0.01 | 0.103 | 0.117 | 0.134 | 0.153 | 0.174 | 1 | 0 | 0 | 0 | 0 | 0 | 0 | 0 | 0 | 0
Moore County Public Utilities-Robbins | 0.016833 | 0.05 | 0 |  | 467 | 0.001 | 0 | 0 | 0.003 | 0.01 | 0.0028333 | 2.1413 | 472 | 500 | 530 | 550 | 600 | Moore | 0.002 | 0.002 | 0.003 | 0.003 | 0.003 | 0 | 0 | 0 | 0 | 0 | 0 | 0 | 0 | 0 | 0 | 0.002 | 0.002 | 0.002 | 0.002 | 0.002 | 0 | 0 | 0 | 0 | 0 | 0.006 | 0.006 | 0.008 | 0.008 | 0.01 | 0 | 0 | 0 | 0 | 0 | 0 | 0 | 0 | 0 | 0
Moore County Public Utilities-Seven Lakes | 0.42417 | 1.046 | 0 |  | 6500 | 0.312 | 0.065 | 0 | 0 | 0.016 | 0.031167 | 48 | 6543 | 6675 | 6916 | 7165 | 7423 | Moore | 0.356 | 0.37 | 0.383 | 0.397 | 0.411 | 0.07 | 0.071 | 0.075 | 0.08 | 0.083 | 0 | 0 | 0 | 0 | 0 | 0.006 | 0.006 | 0.007 | 0.007 | 0.007 | 0.001 | 0.001 | 0.001 | 0.001 | 0.001 | 0.018 | 0.018 | 0.019 | 0.02 | 0.02 | 0 | 0 | 0 | 0 | 0 | 0 | 0 | 0 | 0 | 0
Moore County Public Utilities-The Carolina | 0.012833 | 0.02 | 0 |  | 100 | 0.006 | 0 | 0 | 0 | 0.004 | 0.0028333 | 60 | 110 | 116 | 126 | 133 | 140 | Moore | 0.002 | 0.003 | 0.003 | 0.003 | 0.004 | 0 | 0 | 0 | 0 | 0 | 0 | 0 | 0 | 0 | 0 | 0 | 0 | 0 | 0 | 0 | 0 | 0 | 0 | 0 | 0 | 0.001 | 0.001 | 0.001 | 0.001 | 0.001 | 0 | 0 | 0 | 0 | 0 | 0 | 0 | 0 | 0 | 0
Moore County Public Utilities-Vass | 0.084833 | 0.2 | 0 |  | 1525 | 0.056 | 0.01 | 0 | 0 | 0.012 | 0.0068333 | 36.7213 | 1587 | 1650 | 1800 | 1900 | 2000 | Moore | 0.061 | 0.065 | 0.07 | 0.075 | 0.08 | 0.004 | 0.005 | 0.005 | 0.005 | 0.006 | 0 | 0 | 0 | 0 | 0 | 0.002 | 0.002 | 0.002 | 0.003 | 0.003 | 0.016 | 0.017 | 0.018 | 0.019 | 0.021 | 0.007 | 0.008 | 0.009 | 0.009 | 0.01 | 0 | 0 | 0 | 0 | 0 | 0 | 0 | 0 | 0 | 0
Mooresville | 5.7104 | 18 | 0.118 |  | 35000 | 1.6 | 3.1 | 0 | 0.2 | 0.05 | 0.64242 | 45.7143 | 40980 | 51850 | 62730 | 73600 | 84470 | Iredell | 1.95 | 2.47 | 2.99 | 3.51 | 4.03 | 3.95 | 4.95 | 5.75 | 7.05 | 8.25 | 0 | 0 | 0 | 0 | 0 | 0.24 | 0.29 | 0.35 | 0.42 | 0.5 | 0.1 | 0.105 | 0.11 | 0.115 | 0.12 | 0.938 | 1.176 | 1.384 | 1.669 | 1.939 | 0 | 0 | 0 | 0 | 0 | 0.1 | 0 | -0.1 | 0 | 0
Moravian Falls Water Works | 0.28275 | 0.5 | 0 |  | 3162 | 0.218 | 0.002 | 0.001 | 0.002 | 0.001 | 0.05875 | 68.9437 | 3206 | 3239 | 3271 | 3304 | 3337 | Wilkes | 0.218 | 0.219 | 0.221 | 0.223 | 0.225 | 0.002 | 0.002 | 0.002 | 0.002 | 0.002 | 0.001 | 0.001 | 0.001 | 0.001 | 0.001 | 0.002 | 0.002 | 0.002 | 0.002 | 0.002 | 0.001 | 0.001 | 0.001 | 0.001 | 0.001 | 0.038 | 0.038 | 0.039 | 0.039 | 0.039 | 0 | 0 | 0 | 0 | 0 | 0 | 0 | 0 | 0 | 0
Morehead City | 1.2176 | 2.64 | 0 |  | 9420 | 0.508 | 0.294 | 0.024 | 0.152 | 0.172 | 0.067583 | 53.9278 | 9261 | 10461 | 11400 | 12652 | 14405 | Carteret | 0.53 | 0.562 | 0.588 | 0.597 | 0.61 | 0.295 | 0.298 | 0.301 | 0.302 | 0.311 | 0.025 | 0.025 | 0.025 | 0.025 | 0.025 | 0.152 | 0.153 | 0.153 | 0.154 | 0.155 | 0.05 | 0.05 | 0.05 | 0.05 | 0.05 | 0.113 | 0.117 | 0.12 | 0.121 | 0.123 | 0 | 0 | 0 | 0 | 0 | 0 | 0 | 0 | 0 | 0
Morganton | 8.6417 | 18 | 1.163 |  | 25173 | 1.4 | 1.6 | 3.3 | 0.4 | 0.18 | 0.59867 | 55.6151 | 30000 | 33000 | 36000 | 39000 | 42000 | Burke | 2 | 2.1 | 2.2 | 2.4 | 2.5 | 2 | 2.1 | 2.2 | 2.4 | 2.5 | 4 | 4.4 | 4.8 | 5.2 | 5.6 | 1 | 1.1 | 1.2 | 1.4 | 1.5 | 0.2 | 0.2 | 0.3 | 0.3 | 0.5 | 1 | 0.95 | 0.9 | 0.8 | 0.8 | 0 | 0 | 0 | 0 | 0 | 0 | 0 | 0 | 0 | 0
Morrisville | ERROR | 0 | 0 |  | #N/A | 0 | 0 | 0 | 0 | 0 | #VALUE! | ERROR | 0 | 0 | 0 | 0 | 0 | Wake | 0 | 0 | 0 | 0 | 0 | 0 | 0 | 0 | 0 | 0 | 0 | 0 | 0 | 0 | 0 | 0 | 0 | 0 | 0 | 0 | 0 | 0 | 0 | 0 | 0 | 0 | 0 | 0 | 0 | 0 | 0 | 0 | 0 | 0 | 0 | 0 | 0 | 0 | 0 | 0
Morven | 0.043833 | 0.06 | 0 |  | 512 | 0.035 | 0.002 | 0 | 0.002 | 0.002 | 0.0028333 | 68.3594 | 512 | 512 | 512 | 512 | 512 | Anson | 0.035 | 0.035 | 0.035 | 0.035 | 0.035 | 0.002 | 0.002 | 0.002 | 0.002 | 0.002 | 0 | 0 | 0 | 0 | 0 | 0.002 | 0.002 | 0.002 | 0.002 | 0.002 | 0.003 | 0.003 | 0.003 | 0.003 | 0.003 | 0.003 | 0.003 | 0.003 | 0.003 | 0.003 | 0 | 0 | 0 | 0 | 0 | 0 | 0 | 0 | 0 | 0
Mount Airy | 2.2237 | 15.3 | 0.21964 |  | 10417 | 0.547 | 0.399 | 0.36 | 0.16 | 0.24 | 0.29802 | 52.5103 | 14000 | 17454 | 20309 | 23632 | 27498 | Surry | 0.816 | 1.065 | 1.388 | 1.811 | 2.361 | 0.4 | 0.45 | 0.5 | 0.55 | 0.6 | 0.482 | 0.629 | 0.82 | 1.07 | 1.34 | 0.204 | 0.266 | 0.346 | 0.452 | 0.589 | 0.198 | 0.259 | 0.337 | 0.44 | 0.573 | 0.4 | 0.5 | 0.6 | 0.75 | 0.9 | 0 | 0 | 0 | 0 | 0 | 0 | 0 | 0 | 0 | 0
Mount Gilead | 0.15842 | 0.09 | 0 |  | 1181 | 0.053 | 0.004 | 0.002 | 0.003 | 0.004 | 0.092417 | 44.8772 | 1240 | 1302 | 1367 | 1435 | 1507 | Montgomery | 0.05 | 0.05 | 0.05 | 0.05 | 0.05 | 0.005 | 0.005 | 0.005 | 0.005 | 0.005 | 0.003 | 0.003 | 0.003 | 0.004 | 0.004 | 0.003 | 0.003 | 0.003 | 0.003 | 0.003 | 0.006 | 0.006 | 0.006 | 0.006 | 0.006 | 0.005 | 0.005 | 0.005 | 0.005 | 0.005 | 0 | 0 | 0 | 0 | 0 | 0 | 0 | 0 | 0 | 0
Mount Holly | 2.7073 | 13.1 | 0.731 |  | 14885 | 0.994 | 0.19 | 0.395 | 0.038 | 0.22 | 0.13925 | 66.7786 | 18309 | 22520 | 27699 | 34070 | 41906 | Gaston | 1.065 | 1.1 | 1.612 | 1.982 | 2.438 | 0.162 | 0.178 | 0.196 | 0.215 | 0.237 | 0.499 | 0.549 | 0.604 | 0.665 | 0.731 | 0.036 | 0.04 | 0.044 | 0.048 | 0.053 | 0.127 | 0.139 | 0.153 | 0.168 | 0.185 | 0.167 | 0.177 | 0.231 | 0.272 | 0.322 | 0 | 0 | 0 | 0 | 0 | 0 | 0 | 0 | 0 | 0
Mount Olive | 1.0752 | 2.52 | 0 |  | 5700 | 0.289 | 0.139 | 0.403 | 0.018 | 0.052 | 0.17417 | 50.7018 | 7092 | 7447 | 7800 | 8200 | 8620 | Wayne | 0.541 | 0.568 | 0.595 | 0.625 | 0.655 | 0.175 | 0.184 | 0.195 | 0.205 | 0.215 | 0.309 | 0.324 | 0.343 | 0.361 | 0.381 | 0.016 | 0.017 | 0.023 | 0.025 | 0.029 | 0.06 | 0.065 | 0.07 | 0.073 | 0.075 | 0.175 | 0.175 | 0.175 | 0.175 | 0.175 | 0 | 0 | 0 | 0 | 0 | 0 | 0 | 0 | 0 | 0
Mt. Pleasant | 0.26933 | 1.5 | 0 |  | 1732 | 0.164 | 0.009 | 0.005 | 0.004 | 0.015 | 0.072333 | 94.6882 | 2343 | 3302 | 4473 | 5432 | 6603 | Cabarrus | 0.22 | 0.31 | 0.42 | 0.51 | 0.62 | 0.01 | 0.012 | 0.015 | 0.02 | 0.03 | 0.003 | 0.003 | 0.003 | 0.003 | 0.003 | 0.002 | 0.002 | 0.002 | 0.002 | 0.002 | 0.025 | 0.025 | 0.025 | 0.025 | 0.025 | 0.095 | 0.129 | 0.17 | 0.205 | 0.249 | 0 | 0 | 0 | 0 | 0 | 0 | 0 | 0 | 0 | 0
Mulberry Fairplains WA | 1.0348 | 2 | 0.597 |  | 8500 | 0.234 | 0.052 | 0.002 | 0.007 | 0.001 | 0.14175 | 27.5294 | 8500 | 9000 | 9500 | 10000 | 10500 | Wilkes | 0.24 | 0.254 | 0.268 | 0.282 | 0.296 | 0.039 | 0.04 | 0.041 | 0.042 | 0.043 | 0.001 | 0.001 | 0.001 | 0.001 | 0.001 | 0.015 | 0.016 | 0.017 | 0.018 | 0.019 | 0.001 | 0.001 | 0.001 | 0.001 | 0.001 | 0.09 | 0.095 | 0.099 | 0.104 | 0.109 | 0 | 0 | 0 | 0 | 0 | 0 | 0 | 0 | 0 | 0
Murfreesboro | 0.41733 | 2.19 | 0 |  | 3400 | 0.39 | 0.034 | 0 | 0.51 | 0.9 | -1.4167 | 114.7059 | 3500 | 3350 | 3250 | 3150 | 3050 | Hertford | 0.292 | 0.296 | 0.293 | 0.186 | 0.165 | 0.045 | 0.045 | 0.045 | 0.039 | 0.035 | 0.001 | 0.001 | 0.001 | 0.001 | 0 | 0.005 | 0.005 | 0.005 | 0.005 | 0.005 | 62 | 61.909 | 61.454 | 60.856 | 60.834 | 0.015 | 0 | 0 | 0 | 0 | 0 | 0 | 0 | 0 | 0 | 0 | 0 | 0 | 0 | 0
Murphy | 1.0657 | 13 | 0 |  | 4240 | 0.122 | 0.231 | 0.035 | 0.043 | 0.15 | 0.48475 | 28.7736 | 4685 | 5201 | 5773 | 6408 | 7113 | Cherokee | 0.196 | 0.2 | 0.204 | 0.208 | 0.212 | 0.27 | 0.275 | 0.281 | 0.287 | 0.293 | 0.126 | 0.129 | 0.131 | 0.134 | 0.137 | 0.092 | 0.094 | 0.096 | 0.098 | 0.1 | 0.115 | 0.125 | 0.145 | 0.16 | 0.185 | 0.442 | 0.455 | 0.474 | 0.491 | 0.513 | 0 | 0 | 0 | 0 | 0 | 0 | 0 | 0 | 0 | 0
Nags Head | 1.2074 | 3.5 | 0 |  | 3125 | 0.683 | 0.27 | 0 | 0.016 | 0.16 | 0.078417 | 218.56 | 3869 | 4353 | 4853 | 5271 | 5705 | Dare | 0.89 | 1.001 | 1.113 | 1.212 | 1.312 | 0.288 | 0.401 | 0.445 | 0.486 | 0.526 | 0 | 0 | 0 | 0 | 0 | 0.015 | 0.015 | 0.015 | 0.015 | 0.015 | 0.132 | 0.132 | 0.132 | 0.132 | 0.132 | 0.146 | 0.155 | 0.169 | 0.183 | 0.197 | 0 | 0 | 0 | 0 | 0 | 0 | 0 | 0 | 0 | 0
NASH CO | ERROR | 0 | 0 |  | #N/A | 0 | 0 | 0 | 0 | 0 | #VALUE! | ERROR | 0 | 0 | 0 | 0 | 0 | Nash | 0 | 0 | 0 | 0 | 0 | 0 | 0 | 0 | 0 | 0 | 0 | 0 | 0 | 0 | 0 | 0 | 0 | 0 | 0 | 0 | 0 | 0 | 0 | 0 | 0 | 0 | 0 | 0 | 0 | 0 | 0 | 0 | 0 | 0 | 0 | 0 | 0 | 0 | 0 | 0
Nash County Area II | 0.071667 | 0.15 | 0.015 |  | 212 | 0.009 | 0.001 | 0.043 | 0 | 0 | 0.0036667 | 42.4528 | 275 | 350 | 600 | 700 | 700 | Nash | 0.016 | 0.021 | 0.036 | 0.042 | 0.042 | 0.003 | 0.004 | 0.005 | 0.006 | 0.006 | 0.1 | 0.125 | 0.15 | 0.15 | 0.16 | 0 | 0 | 0 | 0 | 0 | 0.003 | 0.005 | 0.005 | 0.005 | 0.005 | 0.004 | 0.005 | 0.006 | 0.006 | 0.006 | 0 | 0 | 0 | 0 | 0 | 0 | 0 | 0 | 0 | 0
Nash County Area III | ERROR | 0 | 0 |  | #N/A | 0 | 0 | 0 | 0 | 0 | #VALUE! | ERROR | 0 | 0 | 0 | 0 | 0 | Nash | 0 | 0 | 0 | 0 | 0 | 0 | 0 | 0 | 0 | 0 | 0 | 0 | 0 | 0 | 0 | 0 | 0 | 0 | 0 | 0 | 0 | 0 | 0 | 0 | 0 | 0 | 0 | 0 | 0 | 0 | 0 | 0 | 0 | 0 | 0 | 0 | 0 | 0 | 0 | 0
Nashville | 19.2298 | 1.184 | 0.071438 |  | 0 | 0 | 0 | 0 | 0 | 0 | 19.1584 | ERROR | 7150 | 7865 | 8650 | 9516 | 0 | Nash | 0.509 | 0.59 | 0.684 | 0.75 | 0 | 0.024 | 0.027 | 0.03 | 0.033 | 0 | 0.023 | 0.024 | 0.025 | 0.026 | 0 | 0.092 | 0.092 | 0.092 | 0.092 | 0 | 0.033 | 0.034 | 0.035 | 0.036 | 0 | 0.025 | 0.028 | 0.032 | 0.035 | 0 | 0 | 0 | 0 | 0 | 0 | 0 | 0 | 0 | 0 | 0
Navassa | 0.09025 | 0.2 | 0 |  | 843 | 0.043 | 0.039 | 0 | 0.002 | 0.001 | 0.00525 | 51.0083 | 845 | 962 | 1006 | 1115 | 1245 | Brunswick | 0.049 | 0.054 | 0.061 | 0.07 | 0.079 | 0.04 | 0.041 | 0.041 | 0.043 | 0.045 | 0 | 0 | 0 | 0 | 0 | 0.002 | 0.002 | 0.002 | 0.002 | 0.002 | 0.001 | 0.001 | 0.001 | 0.001 | 0.001 | 0.001 | 0.001 | 0.001 | 0.001 | 0.001 | 0 | 0 | 0 | 0 | 0 | 0 | 0 | 0 | 0 | 0
Neuse Regional Water and Sewer Authority | 7.9317 | 15 | 7.116 |  | 93250 | 0 | 0 | 0 | 0 | 0.417 | 0.39867 | 0 | 95198 | 98349 | 102045 | 106339 | 110592 | Lenoir | 0 | 0 | 0 | 0 | 0 | 0 | 0 | 0 | 0 | 0 | 0 | 0 | 0 | 0 | 0 | 0 | 0 | 0 | 0 | 0 | 1 | 1 | 1 | 1 | 1 | 1.017 | 1.017 | 1.017 | 1.017 | 1.017 | 0 | 0 | 0 | 0 | 0 | 0 | 0 | 0 | 0 | 0
New Bern | 3.45 | 12.167 | 0.0014795 |  | 36457 | 2.001 | 0.861 | 0.145 | 0 | 0.16 | 0.28152 | 54.8866 | 39275 | 45580 | 52800 | 61300 | 71200 | Craven | 2.156 | 2.502 | 2.903 | 3.369 | 3.91 | 0.928 | 1.076 | 1.249 | 1.45 | 1.683 | 0.156 | 0.181 | 0.211 | 0.244 | 0.284 | 0 | 0 | 0 | 0 | 0 | 0.172 | 0.2 | 0.232 | 0.269 | 0.313 | 0.393 | 0.353 | 0.409 | 0.475 | 0.551 | 0 | 0 | 0 | 0 | 0 | 1.96 | 0 | 0 | 0 | 0
New Hanover Co (421) | ERROR | 0 | 0 |  | #N/A | 0 | 0 | 0 | 0 | 0 | #VALUE! | ERROR | 0 | 0 | 0 | 0 | 0 | New Hanover | 0 | 0 | 0 | 0 | 0 | 0 | 0 | 0 | 0 | 0 | 0 | 0 | 0 | 0 | 0 | 0 | 0 | 0 | 0 | 0 | 0 | 0 | 0 | 0 | 0 | 0 | 0 | 0 | 0 | 0 | 0 | 0 | 0 | 0 | 0 | 0 | 0 | 0 | 0 | 0
New Hanover County | ERROR | 0 | 0 |  | #N/A | 0 | 0 | 0 | 0 | 0 | #VALUE! | ERROR | 0 | 0 | 0 | 0 | 0 | New Hanover | 0 | 0 | 0 | 0 | 0 | 0 | 0 | 0 | 0 | 0 | 0 | 0 | 0 | 0 | 0 | 0 | 0 | 0 | 0 | 0 | 0 | 0 | 0 | 0 | 0 | 0 | 0 | 0 | 0 | 0 | 0 | 0 | 0 | 0 | 0 | 0 | 0 | 0 | 0 | 0
Newland | 0.1475 | 0.396 | 0 |  | 843 | 0.04 | 0.04 | 0 | 0 | 0.035 | 0.0325 | 47.4496 | 850 | 900 | 1000 | 1100 | 1200 | Avery | 0.076 | 0.08 | 0.08 | 0.085 | 0.09 | 0.033 | 0.034 | 0.034 | 0.04 | 0.04 | 0.003 | 0.004 | 0.004 | 0.005 | 0.005 | 0.01 | 0.011 | 0.011 | 0.012 | 0.012 | 0.02 | 0.02 | 0.02 | 0.03 | 0.03 | 0.021 | 0.022 | 0.022 | 0.025 | 0.026 | 0 | 0 | 0 | 0 | 0 | 0 | 0 | 0 | 0 | 0
Newport | 0.55492 | 0.757 | 0 |  | 4150 | 0.187 | 0.065 | 0.038 | 0.067 | 0.05 | 0.14792 | 45.0602 | 4320 | 5368 | 6333 | 7416 | 8111 | Carteret | 0.235 | 0.268 | 0.331 | 0.367 | 0.405 | 0.062 | 0.064 | 0.066 | 0.069 | 0.072 | 0.038 | 0.038 | 0.038 | 0.038 | 0.038 | 0.067 | 0.067 | 0.067 | 0.068 | 0.068 | 0.016 | 0.016 | 0.017 | 0.018 | 0.018 | 0.152 | 0.165 | 0.189 | 0.204 | 0.219 | 0.432 | 0 | 0 | 0 | 0 | 0 | 0 | 0 | 0 | 0
Newton | 3.8757 | 8 | 1.774 |  | 13018 | 1.189 | 0.235 | 0.061 | 0 | 0.163 | 0.45367 | 91.3351 | 15050 | 18060 | 21672 | 26006 | 31208 | Catawba | 1.357 | 1.52 | 1.824 | 2.189 | 2.627 | 0.58 | 0.66 | 0.75 | 0.85 | 0.96 | 0.21 | 0.277 | 0.313 | 0.354 | 0.4 | 0 | 0 | 0 | 0 | 0 | 0.322 | 0.333 | 0.332 | 0.375 | 0.424 | 0.321 | 0.35 | 0.385 | 0.441 | 0.495 | 0 | 0 | 0 | 0 | 0 | 0 | 0 | 0 | 0 | 0
Newton Grove | 0.073 | 0.291 | 0 |  | 800 | 0.04 | 0.02 | 0.004 | 0 | 0 | 0.009 | 50 | 731 | 793 | 800 | 805 | 810 | Sampson | 0.065 | 0.067 | 0.069 | 0.073 | 0.075 | 0.032 | 0.035 | 0.04 | 0.045 | 0.05 | 0.003 | 0.003 | 0.004 | 0.004 | 0.004 | 0.003 | 0.003 | 0.003 | 0.003 | 0.004 | 0 | 0 | 0 | 0 | 0 | 0.027 | 0.028 | 0.03 | 0.032 | 0.034 | 0 | 0 | 0 | 0 | 0 | 0 | 0 | 0 | 0 | 0
NHC Airport Water Supply | ERROR | 0 | 0 |  | #N/A | 0 | 0 | 0 | 0 | 0 | #VALUE! | ERROR | 0 | 0 | 0 | 0 | 0 | New Hanover | 0 | 0 | 0 | 0 | 0 | 0 | 0 | 0 | 0 | 0 | 0 | 0 | 0 | 0 | 0 | 0 | 0 | 0 | 0 | 0 | 0 | 0 | 0 | 0 | 0 | 0 | 0 | 0 | 0 | 0 | 0 | 0 | 0 | 0 | 0 | 0 | 0 | 0 | 0 | 0
Norlina | 0.13042 | 0.2 | 0 |  | 1016 | 0.1 | 0.002 | 0.035 | 0.02 | 0.005 | -0.031583 | 98.4252 | 1100 | 1100 | 1100 | 1100 | 1100 | Warren | 0.1 | 0.1 | 0.1 | 0.1 | 0.1 | 0.012 | 0.012 | 0.012 | 0.012 | 0.012 | 0.027 | 0.027 | 0.027 | 0.027 | 0.027 | 0.001 | 0.001 | 0.001 | 0.001 | 0.001 | 0 | 0 | 0 | 0 | 0 | 0.005 | 0.005 | 0.005 | 0.005 | 0.005 | 0 | 0 | 0 | 0 | 0 | 0 | 0 | 0 | 0 | 0
North Lenoir Water Corp. | 1.0852 | 4.132 | 0 |  | 14867 | 0.682 | 0.043 | 0.034 | 0 | 0.208 | 0.11825 | 45.8734 | 14700 | 15000 | 15250 | 15500 | 15750 | Lenoir | 0.81 | 0.825 | 0.84 | 0.85 | 0.865 | 0.09 | 0.091 | 0.092 | 0.093 | 0.094 | 0.062 | 0.064 | 0.066 | 0.067 | 0.068 | 0 | 0 | 0 | 0 | 0 | 0.152 | 0.153 | 0.153 | 0.155 | 0.155 | 0.135 | 0.138 | 0.14 | 0.142 | 0.144 | 0 | 0 | 0 | 0 | 0 | 0.178 | 0 | 0 | 0 | 0
North River/ Mill Creek Water System | 0.24675 | 0.678 | 0.023934 |  | 2800 | 0.102 | 0.005 | 0.006 | 0.004 | 0.105 | 0.00081575 | 36.4286 | 2700 | 3000 | 3500 | 4000 | 4600 | Carteret | 0.155 | 0.165 | 0.19 | 0.215 | 0.25 | 0.005 | 0.006 | 0.007 | 0.008 | 0.009 | 0.005 | 0.006 | 0.007 | 0.008 | 0.009 | 0.007 | 0.008 | 0.009 | 0.01 | 0.012 | 0.08 | 0.08 | 0.07 | 0.06 | 0.05 | 0.054 | 0.057 | 0.06 | 0.064 | 0.071 | 0 | 0 | 0 | 0 | 0 | 0 | 0 | 0 | 0 | 0
North Wilkesboro | 2.6766 | 15 | 1.773 |  | 4250 | 0.049 | 0.221 | 0.075 | 0.073 | 0.03 | 0.45558 | 11.5294 | 4450 | 4762 | 5095 | 5451 | 5832 | Wilkes | 0.223 | 0.238 | 0.255 | 0.273 | 0.292 | 0.325 | 0.348 | 0.372 | 0.398 | 0.426 | 0.102 | 0.104 | 0.106 | 0.108 | 0.11 | 0.08 | 0.086 | 0.092 | 0.098 | 0.105 | 0.03 | 0.03 | 0.03 | 0.03 | 0.03 | 0.166 | 0.176 | 0.187 | 0.199 | 0.211 | 0 | 0 | 0 | 0 | 0 | 0 | 0 | 0 | 0 | 0
Northampton Co - Gaston | 0.15925 | 0.5 | 0 |  | 1275 | 0.067 | 0.105 | 0 | 0 | 0.02 | -0.03275 | 52.549 | 1300 | 1400 | 1500 | 1600 | 1620 | Northampton | 0.12 | 0.121 | 0.122 | 0.123 | 0.123 | 0.146 | 0.148 | 0.15 | 0.152 | 0.152 | 0 | 0 | 0 | 0 | 0 | 0 | 0 | 0 | 0 | 0 | 0.003 | 0.004 | 0.005 | 0.006 | 0.006 | 0.004 | 0.005 | 0.006 | 0.007 | 0.007 | 0 | 0 | 0 | 0 | 0 | 0 | 0 | 0 | 0 | 0
Northampton Co - Jackson | ERROR | 0 | 0 |  | #N/A | 0 | 0 | 0 | 0 | 0 | #VALUE! | ERROR | 0 | 0 | 0 | 0 | 0 | Northampton | 0 | 0 | 0 | 0 | 0 | 0 | 0 | 0 | 0 | 0 | 0 | 0 | 0 | 0 | 0 | 0 | 0 | 0 | 0 | 0 | 0 | 0 | 0 | 0 | 0 | 0 | 0 | 0 | 0 | 0 | 0 | 0 | 0 | 0 | 0 | 0 | 0 | 0 | 0 | 0
Northampton Co - Lake Gaston | 0.14067 | 0.5 | 0.008 |  | 3744 | 0.112 | 0.002 | 0 | 0 | 0.01 | 0.0086667 | 29.9145 | 3900 | 4000 | 4100 | 4200 | 4400 | Northampton | 0.152 | 0.155 | 0.157 | 0.159 | 0.165 | 0.006 | 0.007 | 0.008 | 0.009 | 0.009 | 0 | 0 | 0 | 0 | 0 | 0 | 0 | 0 | 0 | 0 | 0.003 | 0.004 | 0.005 | 0.006 | 0.008 | 0.014 | 0.015 | 0.015 | 0.015 | 0.016 | 0 | 0 | 0 | 0 | 0 | 0 | 0 | 0 | 0 | 0
Northampton Co - Milwaukee | 0.42692 | 0.864 | 0.00049315 |  | 5494 | 0.215 | 0.076 | 0 | 0 | 0.1 | 0.035424 | 39.1336 | 6100 | 6200 | 6300 | 6400 | 6600 | Northampton | 0.378 | 0.38 | 0.382 | 0.384 | 0.39 | 0.1 | 0.1 | 0.1 | 0.1 | 0.1 | 0 | 0 | 0 | 0 | 0 | 0 | 0 | 0 | 0 | 0 | 0 | 0 | 0 | 0 | 0 | 0.044 | 0.044 | 0.044 | 0.045 | 0.045 | 0 | 0 | 0 | 0 | 0 | 0 | 0 | 0 | 0 | 0
Northampton Co - North Gaston | 0.0071667 | 0.016 | 0 |  | 180 | 0.007 | 0 | 0 | 0 | 0.001 | -0.00083333 | 38.8889 | 195 | 200 | 200 | 200 | 200 | Northampton | 0.008 | 0.008 | 0.008 | 0.008 | 0.008 | 0 | 0 | 0 | 0 | 0 | 0 | 0 | 0 | 0 | 0 | 0 | 0 | 0 | 0 | 0 | 0.002 | 0.002 | 0.002 | 0.002 | 0.002 | 0.001 | 0.001 | 0.001 | 0.001 | 0.001 | 0 | 0 | 0 | 0 | 0 | 0 | 0 | 0 | 0 | 0
Northampton Co - North Woodland | ERROR | 0 | 0 |  | #N/A | 0 | 0 | 0 | 0 | 0 | #VALUE! | ERROR | 0 | 0 | 0 | 0 | 0 | Northampton | 0 | 0 | 0 | 0 | 0 | 0 | 0 | 0 | 0 | 0 | 0 | 0 | 0 | 0 | 0 | 0 | 0 | 0 | 0 | 0 | 0 | 0 | 0 | 0 | 0 | 0 | 0 | 0 | 0 | 0 | 0 | 0 | 0 | 0 | 0 | 0 | 0 | 0 | 0 | 0
Northampton Co - Pendleton | ERROR | 0 | 0 |  | #N/A | 0 | 0 | 0 | 0 | 0 | #VALUE! | ERROR | 0 | 0 | 0 | 0 | 0 | Northampton | 0 | 0 | 0 | 0 | 0 | 0 | 0 | 0 | 0 | 0 | 0 | 0 | 0 | 0 | 0 | 0 | 0 | 0 | 0 | 0 | 0 | 0 | 0 | 0 | 0 | 0 | 0 | 0 | 0 | 0 | 0 | 0 | 0 | 0 | 0 | 0 | 0 | 0 | 0 | 0
Northampton Co - Progressive | 0.16783 | 0.2 | 0.028932 |  | 2004 | 0.087 | 0.01 | 0 | 0 | 0.02 | 0.021902 | 43.4132 | 2100 | 2200 | 2300 | 2400 | 2420 | Northampton | 0.125 | 0.13 | 0.13 | 0.13 | 0.13 | 0.004 | 0.005 | 0.01 | 0.012 | 0.012 | 0 | 0 | 0 | 0 | 0 | 0 | 0 | 0 | 0 | 0 | 0.003 | 0 | 0.003 | 0.003 | 0.003 | 0.013 | 0.014 | 0.014 | 0.015 | 0.015 | 0 | 0 | 0 | 0 | 0 | 0 | 0 | 0 | 0 | 0
Northampton Co - Rich Square | ERROR | 0 | 0 |  | #N/A | 0 | 0 | 0 | 0 | 0 | #VALUE! | ERROR | 0 | 0 | 0 | 0 | 0 | Northampton | 0 | 0 | 0 | 0 | 0 | 0 | 0 | 0 | 0 | 0 | 0 | 0 | 0 | 0 | 0 | 0 | 0 | 0 | 0 | 0 | 0 | 0 | 0 | 0 | 0 | 0 | 0 | 0 | 0 | 0 | 0 | 0 | 0 | 0 | 0 | 0 | 0 | 0 | 0 | 0
Northampton Co - West Jackson | 0.0010833 | 0.05 | 0 |  | 33 | 0.001 | 0 | 0 | 0 | 0 | 8.3333e-05 | 30.303 | 40 | 44 | 45 | 50 | 50 | Northampton | 0.002 | 0.002 | 0.002 | 0.003 | 0.003 | 0 | 0 | 0 | 0 | 0 | 0 | 0 | 0 | 0 | 0 | 0 | 0 | 0 | 0 | 0 | 0.001 | 0.001 | 0.001 | 0.001 | 0.001 | 0 | 0 | 0 | 0 | 0 | 0 | 0 | 0 | 0 | 0 | 0 | 0 | 0 | 0 | 0
Northern Nash County | ERROR | 0 | 0 |  | #N/A | 0 | 0 | 0 | 0 | 0 | #VALUE! | ERROR | 0 | 0 | 0 | 0 | 0 | Nash | 0 | 0 | 0 | 0 | 0 | 0 | 0 | 0 | 0 | 0 | 0 | 0 | 0 | 0 | 0 | 0 | 0 | 0 | 0 | 0 | 0 | 0 | 0 | 0 | 0 | 0 | 0 | 0 | 0 | 0 | 0 | 0 | 0 | 0 | 0 | 0 | 0 | 0 | 0 | 0
Northwest | 0.034333 | 0.25 | 0 |  | 859 | 0.024 | 0.002 | 0 | 0.002 | 0.002 | 0.0043333 | 27.9395 | 945 | 1030 | 1145 | 1235 | 1355 | Brunswick | 0.03 | 0.034 | 0.04 | 0.047 | 0.052 | 0.004 | 0.004 | 0.004 | 0.005 | 0.005 | 0 | 0 | 0 | 0 | 0 | 0.002 | 0.002 | 0.003 | 0.003 | 0.003 | 0.003 | 0.003 | 0.003 | 0.003 | 0.003 | 0.001 | 0.001 | 0.002 | 0.002 | 0.002 | 0 | 0 | 0 | 0 | 0 | 0 | 0 | 0 | 0 | 0
Northwest Water Supply Inc. | ERROR | 0 | 0 |  | #N/A | 0 | 0 | 0 | 0 | 0 | #VALUE! | ERROR | 0 | 0 | 0 | 0 | 0 | Hoke | 0 | 0 | 0 | 0 | 0 | 0 | 0 | 0 | 0 | 0 | 0 | 0 | 0 | 0 | 0 | 0 | 0 | 0 | 0 | 0 | 0 | 0 | 0 | 0 | 0 | 0 | 0 | 0 | 0 | 0 | 0 | 0 | 0 | 0 | 0 | 0 | 0 | 0 | 0 | 0
Norwood | 0.52917 | 2 | 0.042 |  | 4690 | 0.177 | 0.015 | 0.065 | 0.009 | 0.007 | 0.21417 | 37.7399 | 2700 | 2750 | 2800 | 2850 | 2900 | Stanly | 0.186 | 0.188 | 0.19 | 0.192 | 0.194 | 0.035 | 0.037 | 0.039 | 0.041 | 0.043 | 0.06 | 0.065 | 0.07 | 0.075 | 0.08 | 0.031 | 0.032 | 0.033 | 0.034 | 0.035 | 0.05 | 0.05 | 0.05 | 0.05 | 0.05 | 0.071 | 0.073 | 0.075 | 0.077 | 0.079 | 0 | 0 | 0 | 0 | 0 | 0 | 0 | 0 | 0 | 0
NW Onslow Water | ERROR | 0 | 0 |  | #N/A | 0 | 0 | 0 | 0 | 0 | #VALUE! | ERROR | 0 | 0 | 0 | 0 | 0 | Onslow | 0 | 0 | 0 | 0 | 0 | 0 | 0 | 0 | 0 | 0 | 0 | 0 | 0 | 0 | 0 | 0 | 0 | 0 | 0 | 0 | 0 | 0 | 0 | 0 | 0 | 0 | 0 | 0 | 0 | 0 | 0 | 0 | 0 | 0 | 0 | 0 | 0 | 0 | 0 | 0
OAK CITY | ERROR | 0 | 0 |  | #N/A | 0 | 0 | 0 | 0 | 0 | #VALUE! | ERROR | 0 | 0 | 0 | 0 | 0 | Martin | 0 | 0 | 0 | 0 | 0 | 0 | 0 | 0 | 0 | 0 | 0 | 0 | 0 | 0 | 0 | 0 | 0 | 0 | 0 | 0 | 0 | 0 | 0 | 0 | 0 | 0 | 0 | 0 | 0 | 0 | 0 | 0 | 0 | 0 | 0 | 0 | 0 | 0 | 0 | 0
Oak Island | 0.82175 | 2 | 0 |  | 8710 | 0.564 | 0.121 | 0 | 0 | 0.09 | 0.04675 | 64.7532 | 9300 | 10400 | 11600 | 13100 | 14700 | Brunswick | 0.599 | 0.673 | 0.756 | 0.85 | 0.955 | 0.127 | 0.139 | 0.151 | 0.163 | 0.175 | 0 | 0 | 0 | 0 | 0 | 0 | 0 | 0 | 0 | 0 | 0.099 | 0.117 | 0.135 | 0.153 | 0.171 | 0.038 | 0.043 | 0.048 | 0.054 | 0.06 | 0 | 0 | 0 | 0 | 0 | 0 | 0 | 0 | 0 | 0
Oakboro | 0.20667 | 1.1 | 0 |  | 2670 | 0.136 | 0.012 | 0.023 | 0.001 | 0.004 | 0.030667 | 50.9363 | 3500 | 4000 | 4500 | 5000 | 5500 | Stanly | 0.137 | 0.157 | 0.177 | 0.196 | 0.216 | 0.049 | 0.056 | 0.063 | 0.07 | 0.077 | 0 | 0 | 0 | 0 | 0 | 0 | 0 | 0 | 0 | 0 | 0 | 0 | 0 | 0 | 0 | 0.05 | 0.057 | 0.064 | 0.071 | 0.078 | 0 | 0 | 0 | 0 | 0 | 0 | 0 | 0 | 0 | 0
Ocean Isle Beach | 0.55925 | 1.8 | 0.01 |  | 550 | 0.449 | 0.057 | 0 | 0 | 0.018 | 0.02525 | 816.3636 | 593 | 686 | 794 | 918 | 1062 | Brunswick | 0.484 | 0.56 | 0.648 | 0.75 | 0.867 | 0.06 | 0.066 | 0.071 | 0.077 | 0.083 | 0 | 0 | 0 | 0 | 0 | 0 | 0 | 0 | 0 | 0 | 0.019 | 0.021 | 0.023 | 0.024 | 0.026 | 0.053 | 0.061 | 0.069 | 0.08 | 0.091 | 0 | 0 | 0 | 0 | 0 | 0 | 0 | 0 | 0 | 0
Ocracoke Sanitary District | 0.25767 | 1.872 | 0 |  | 900 | 0.1 | 0.056 | 0 | 0 | 0.096 | 0.0056667 | 111.1111 | 900 | 880 | 860 | 880 | 850 | Hyde | 0.103 | 0.106 | 0.11 | 0.112 | 0.115 | 0.058 | 0.06 | 0.061 | 0.063 | 0.068 | 0 | 0 | 0 | 0 | 0 | 0 | 0 | 0 | 0 | 0 | 0.096 | 0.097 | 0.097 | 0.098 | 0.098 | 0.007 | 0.007 | 0.007 | 0.008 | 0.008 | 0 | 0 | 0 | 0 | 0 | 0 | 0 | 0 | 0 | 0
Old Fort | 0.30825 | 0.7 | 0 |  | 1707 | 0.067 | 0.017 | 0.06 | 0.026 | 0.028 | 0.11025 | 39.2501 | 1707 | 1707 | 1707 | 1707 | 1707 | McDowell | 0.068 | 0.07 | 0.072 | 0.074 | 0.076 | 0.019 | 0.02 | 0.021 | 0.022 | 0.023 | 0.061 | 0.062 | 0.063 | 0.064 | 0.065 | 0.021 | 0.021 | 0.021 | 0.021 | 0.021 | 0.029 | 0.03 | 0.031 | 0.032 | 0.033 | 0.126 | 0.129 | 0.132 | 0.135 | 0.138 | 0 | 0 | 0 | 0 | 0 | 0 | 0 | 0 | 0 | 0
Old North Utility Services, Inc. | 3.8542 | 8 | 0 |  | 76000 | 1.27 | 0.3 | 1.51 | 0.15 | 0.5 | 0.12417 | 16.7105 | 78195 | 80150 | 82154 | 84208 | 86313 | Cumberland | 2.506 | 2.569 | 2.633 | 2.699 | 2.766 | 0.102 | 0.104 | 0.107 | 0.11 | 0.113 | 1.616 | 1.656 | 1.697 | 1.739 | 1.782 | 0.051 | 0.052 | 0.053 | 0.054 | 0.055 | 0.026 | 0.027 | 0.028 | 0.029 | 0.03 | 0.231 | 0.236 | 0.242 | 0.248 | 0.254 | 0 | 0 | 0 | 0 | 0 | 0 | 0 | 0 | 0 | 0
ONWASA | 7.7674 | 17.068 | 0.313 |  | 138335 | 6.9 | 0.69 | 0.04 | 0.12 | 0.2 | -0.49558 | 49.8789 | 164682 | 168479 | 172145 | 177532 | 181083 | Onslow | 6.72 | 6.875 | 7.024 | 7.244 | 7.389 | 1.047 | 1.071 | 1.094 | 1.129 | 1.152 | 0.026 | 0.027 | 0.027 | 0.028 | 0.028 | 0.003 | 0.003 | 0.004 | 0.005 | 0.005 | 0.525 | 0.525 | 0.55 | 0.55 | 0.575 | 0.116 | 0.119 | 0.121 | 0.125 | 0.128 | 1.5 | 0 | 0 | 0 | 0 | 0 | 0 | 0 | 0 | 0
Orange Water and Sewer Authority | 6.7467 | 10.5 | 0 |  | 83000 | 3.6 | 0.92 | 0 | 1.69 | 0.011 | 0.52567 | 43.3735 | 92700 | 107000 | 121200 | 135500 | 149700 | Orange | 4.23 | 4.93 | 5.49 | 6.03 | 6.57 | 1.24 | 1.44 | 1.61 | 1.77 | 1.92 | 0 | 0 | 0 | 0 | 0 | 2.01 | 2.34 | 2.61 | 2.87 | 3.12 | 0.1 | 0.11 | 0.12 | 0.14 | 0.15 | 0.74 | 0.86 | 0.96 | 1.05 | 1.15 | 5 | 0 | 2.1 | 0 | 0 | 0 | 0 | 0 | 0 | 0
Orange-Alamance | 0.59992 | 1.515 | 0 |  | 8599 | 0.385 | 0.041 | 0.002 | 0.021 | 0.028 | 0.12292 | 44.7726 | 9168 | 10168 | 11168 | 12168 | 13168 | Orange | 0.437 | 0.45 | 0.462 | 0.475 | 0.488 | 0.045 | 0.045 | 0.045 | 0.045 | 0.045 | 0.007 | 0.007 | 0.007 | 0.007 | 0.007 | 0.021 | 0.022 | 0.022 | 0.023 | 0.023 | 0.027 | 0.029 | 0.031 | 0.033 | 0.035 | 0.167 | 0.172 | 0.177 | 0.182 | 0.186 | 0 | 0 | 0 | 0 | 0 | 0 | 0 | 0 | 0 | 0
Oriental | 0.12725 | 0.36 | 0 |  | 903 | 0.054 | 0.023 | 0 | 0.002 | 0.019 | 0.02925 | 59.8007 | 1069 | 1124 | 1233 | 1269 | 1355 | Pamlico | 0.06 | 0.065 | 0.071 | 0.078 | 0.084 | 0.025 | 0.028 | 0.03 | 0.034 | 0.036 | 0 | 0 | 0 | 0 | 0 | 0.002 | 0.003 | 0.003 | 0.003 | 0.003 | 0.019 | 0.019 | 0.02 | 0.02 | 0.02 | 0.038 | 0.04 | 0.045 | 0.049 | 0.051 | 0 | 0 | 0 | 0 | 0 | 0 | 0 | 0 | 0 | 0
Ossipee SD | 0.02325 | 0.099 | 0 |  | 555 | 0.018 | 0.002 | 0 | 0.001 | 0 | 0.00225 | 32.4324 | 574 | 614 | 657 | 703 | 752 | Alamance | 0.018 | 0.019 | 0.02 | 0.021 | 0.022 | 0.002 | 0.002 | 0.002 | 0.002 | 0.003 | 0 | 0 | 0 | 0 | 0 | 0.001 | 0.001 | 0.001 | 0.001 | 0.001 | 0 | 0 | 0 | 0 | 0 | 0.002 | 0.002 | 0.002 | 0.002 | 0.002 | 0.1 | 0 | 0 | 0 | 0 | 0 | 0 | 0 | 0 | 0
Oxford | 1.414 | 2 | 0.026 |  | 8585 | 0.422 | 0.563 | 0 | 0 | 0.029 | 0.374 | 49.1555 | 9002 | 9600 | 10200 | 10900 | 11600 | Granville | 0.442 | 0.472 | 0.501 | 0.536 | 0.57 | 0.59 | 0.63 | 0.669 | 0.715 | 0.761 | 0 | 0 | 0 | 0 | 0 | 0 | 0 | 0 | 0 | 0 | 0.03 | 0.031 | 0.033 | 0.035 | 0.038 | 0.388 | 0.413 | 0.439 | 0.469 | 0.5 | 2 | 0 | 0 | 0 | 0 | 0 | 0 | 0 | 0 | 0
Pamlico County Water System | 1.1388 | 3.549 | 0.00030137 |  | 13144 | 0.58 | 0.055 | 0 | 0.122 | 0.091 | 0.29053 | 44.1266 | 15700 | 17000 | 18000 | 20000 | 23000 | Pamlico | 0.565 | 0.6 | 0.75 | 0.925 | 1.25 | 0.07 | 0.085 | 0.1 | 0.15 | 0.225 | 0.004 | 0.008 | 0.01 | 0.012 | 0.015 | 0.13 | 0.15 | 0.18 | 0.21 | 0.225 | 0.095 | 0.1 | 0.12 | 0.15 | 0.175 | 0.376 | 0.411 | 0.505 | 0.63 | 0.823 | 0 | 0 | 0 | 0 | 0 | 0 | 0 | 0 | 0 | 0
Parkton | 0.036167 | 0.288 | 0 |  | 487 | 0.026 | 0.004 | 0 | 0.004 | 0.001 | 0.0011667 | 53.3881 | 496 | 501 | 539 | 610 | 650 | Robeson | 0.026 | 0.027 | 0.027 | 0.028 | 0.029 | 0.004 | 0.004 | 0.004 | 0.004 | 0.004 | 0 | 0 | 0 | 0 | 0 | 0.005 | 0.006 | 0.007 | 0.008 | 0.009 | 0.001 | 0.001 | 0.001 | 0.001 | 0.001 | 0.002 | 0.002 | 0.002 | 0.002 | 0.002 | 0 | 0 | 0 | 0 | 0 | 0 | 0 | 0 | 0 | 0
Parmele | 0 | 0.035 | 0 |  | 274 | 0.015 | 0 | 0 | 0 | 0 | -0.015 | 54.7445 | 280 | 285 | 290 | 295 | 300 | Martin | 0.011 | 0.012 | 0.013 | 0.014 | 0.015 | 0 | 0 | 0 | 0 | 0 | 0 | 0 | 0 | 0 | 0 | 0.001 | 0.001 | 0.001 | 0.001 | 0.001 | 0.001 | 0.001 | 0.001 | 0.001 | 0.001 | 0.001 | 0.001 | 0.001 | 0.001 | 0.001 | 0 | 0 | 0 | 0 | 0 | 0 | 0 | 0 | 0 | 0
Pasquotank County | 0.94358 | 2.773 | 0.222 |  | 11921 | 0.502 | 0.034 | 0 | 0.02 | 0.089 | 0.076583 | 42.1106 | 12971 | 13118 | 13221 | 13334 | 13534 | Pasquotank | 0.566 | 0.679 | 0.815 | 0.896 | 0.985 | 0.036 | 0.04 | 0.044 | 0.048 | 0.052 | 0 | 0 | 0 | 0 | 0 | 0.022 | 0.024 | 0.027 | 0.03 | 0.034 | 0.097 | 0.107 | 0.117 | 0.128 | 0.14 | 0.088 | 0.104 | 0.123 | 0.135 | 0.148 | 0 | 0 | 0 | 0 | 0 | 0 | 0 | 0 | 0 | 0
Pasquotank County - RO | 1.1866 | 2.664 | 0.214 |  | 8185 | 0.32 | 0.094 | 0 | 0.1 | 0.32 | 0.13858 | 39.0959 | 8200 | 8300 | 8400 | 8500 | 8600 | Pasquotank | 0.35 | 0.41 | 0.47 | 0.53 | 0.605 | 0.103 | 0.16 | 0.22 | 0.28 | 0.34 | 0 | 0 | 0 | 0 | 0 | 0.12 | 0.18 | 0.24 | 0.3 | 0.36 | 0.336 | 0.396 | 0.456 | 0.516 | 0.576 | 0.087 | 0.11 | 0.133 | 0.156 | 0.18 | 0 | 0 | 0 | 0 | 0 | 0 | 0 | 0 | 0 | 0
Peachland | 0.03675 | 0.06 | 0 |  | 426 | 0.02 | 0.002 | 0 | 0 | 0.004 | 0.01075 | 46.9484 | 437 | 446 | 454 | 463 | 472 | Anson | 0.022 | 0.022 | 0.022 | 0.023 | 0.023 | 0.003 | 0.003 | 0.003 | 0.003 | 0.004 | 0 | 0 | 0 | 0 | 0 | 0 | 0 | 0 | 0 | 0 | 0.004 | 0.004 | 0.004 | 0.004 | 0.005 | 0.007 | 0.007 | 0.008 | 0.008 | 0.009 | 0 | 0 | 0 | 0 | 0 | 0 | 0 | 0 | 0 | 0
Pembroke | 0.50858 | 1.008 | 0 |  | 2973 | 0.222 | 0.068 | 0.027 | 0.113 | 0.002 | 0.076583 | 74.672 | 3146 | 3460 | 3806 | 4187 | 4606 | Robeson | 0.234 | 0.257 | 0.282 | 0.31 | 0.341 | 0.07 | 0.072 | 0.074 | 0.076 | 0.078 | 0.02 | 0.025 | 0.03 | 0.035 | 0.04 | 0.16 | 0.17 | 0.18 | 0.19 | 0.2 | 0.008 | 0.008 | 0.008 | 0.008 | 0.008 | 0.086 | 0.093 | 0.1 | 0.108 | 0.116 | 0 | 0 | 0 | 0 | 0 | 0 | 0 | 0 | 0 | 0
Pender County Utilities | 1.16 | 6.1 | 0 |  | 15552 | 0.947 | 0.171 | 0.002 | 0.013 | 0 | 0.027 | 60.8925 | 32500 | 52500 | 82500 | 117500 | 145000 | Pender | 1.3 | 2.1 | 3.3 | 4.7 | 5.8 | 0.3 | 0.4 | 0.6 | 1 | 1.2 | 0.1 | 0.5 | 0.8 | 1 | 1.3 | 0.013 | 0.013 | 0.013 | 0.013 | 0.013 | 0.2 | 0.3 | 0.5 | 0.7 | 0.8 | 0.1 | 0.1 | 0.2 | 0.3 | 0.4 | 0 | 0 | 6 | 0 | 0 | 0 | 0.6 | 1.1 | 0.1 | 0
Perquimans County | 0.89442 | 1.882 | 0.004 |  | 9000 | 0.745 | 0.137 | 0 | 0 | 0.054 | -0.045583 | 82.7778 | 9300 | 9500 | 10000 | 12000 | 18000 | Perquimans | 0.759 | 0.834 | 0.917 | 1.008 | 1.1 | 0.019 | 0.021 | 0.024 | 0.026 | 0.03 | 0 | 0 | 0 | 0 | 0 | 0 | 0 | 0 | 0 | 0 | 0.081 | 0.09 | 0.09 | 0.1 | 0.1 | 0.067 | 0.076 | 0.083 | 0.091 | 0.099 | 0 | 0 | 0 | 0 | 0 | 0 | 0 | 0 | 0 | 0
Pfeiffer-North Stanly WA | 0.54383 | 0.75 | 0 |  | 3556 | 0.23 | 0.017 | 0.236 | 0.02 | 0.001 | 0.039833 | 64.6794 | 3800 | 4000 | 4210 | 4431 | 4661 | Stanly | 0.234 | 0.246 | 0.258 | 0.271 | 0.285 | 0.01 | 0.021 | 0.022 | 0.023 | 0.024 | 0.325 | 0.35 | 0.375 | 0.4 | 0.425 | 0.025 | 0.026 | 0.027 | 0.028 | 0.03 | 0.001 | 0.001 | 0.002 | 0.002 | 0.002 | 0.043 | 0.046 | 0.049 | 0.052 | 0.055 | 0 | 0 | 0 | 0 | 0 | 0 | 0 | 0 | 0 | 0
Piedmont Triad Regional Water Authority | 11.5808 | 54 | 10.758 |  | 0 | 0 | 0 | 0 | 0 | 0.312 | 0.51083 | ERROR | 0 | 0 | 0 | 0 | 0 | Guilford | 0 | 0 | 0 | 0 | 0 | 0 | 0 | 0 | 0 | 0 | 0 | 0 | 0 | 0 | 0 | 0 | 0 | 0 | 0 | 0 | 0.75 | 0.75 | 0.9 | 1.5 | 1.5 | 0.27 | 0.36 | 0.54 | 0.72 | 0.72 | 0 | 0 | 0 | 0 | 0 | 0 | 0 | 0 | 0 | 0
Pikeville | 0.074917 | 0.25 | 0 |  | 714 | 0.045 | 0.011 | 0 | 0.005 | 0.003 | 0.010917 | 63.0252 | 793 | 910 | 1025 | 1135 | 1265 | Wayne | 0.05 | 0.055 | 0.058 | 0.063 | 0.068 | 0.012 | 0.013 | 0.014 | 0.015 | 0.016 | 0 | 0 | 0 | 0 | 0 | 0.005 | 0.005 | 0.005 | 0.005 | 0.005 | 0.001 | 0.001 | 0.001 | 0.001 | 0.001 | 0.012 | 0.013 | 0.013 | 0.014 | 0.015 | 0 | 0 | 0 | 0 | 0 | 0 | 0 | 0 | 0 | 0
Pilot Mountain | 0.43117 | 1.5 | 0 |  | 1947 | 0.182 | 0 | 0 | 0.063 | 0.151 | 0.035167 | 93.4771 | 1976 | 1996 | 2016 | 2036 | 2056 | Surry | 0.184 | 0.185 | 0.186 | 0.187 | 0.188 | 0 | 0 | 0 | 0 | 0 | 0 | 0 | 0 | 0 | 0 | 0 | 0 | 0 | 0 | 0 | 0.15 | 0.15 | 0.15 | 0.15 | 0.15 | 0.102 | 0.102 | 0.102 | 0.103 | 0.103 | 0 | 0 | 0 | 0 | 0 | 0 | 0 | 0 | 0 | 0
Pine Knoll Shores | 0.33992 | 0.982 | 0 |  | 2131 | 0.236 | 0.053 | 0 | 0 | 0.028 | 0.022917 | 110.7461 | 2150 | 2175 | 2200 | 2250 | 2300 | Carteret | 0.5 | 0.515 | 0.565 | 0.6 | 0.65 | 0.14 | 0.145 | 0.16 | 0.17 | 0.185 | 0 | 0 | 0 | 0 | 0 | 0 | 0 | 0 | 0 | 0 | 0.06 | 0.065 | 0.07 | 0.075 | 0.08 | 0.049 | 0.05 | 0.055 | 0.059 | 0.064 | 0.3 | 0.3 | 0 | 0 | 0 | 0 | 0 | 0 | 0 | 0
Pine Level | 0.14408 | 0.337 | 0 |  | 1766 | 0.13 | 0.005 | 0.001 | 0.002 | 0.002 | 0.0040833 | 73.6127 | 2000 | 2050 | 3000 | 3025 | 3050 | Johnston | 0.13 | 0.13 | 0.15 | 0.175 | 0.18 | 0.005 | 0.01 | 0.015 | 0.02 | 0.025 | 0.004 | 0.005 | 0.006 | 0.007 | 0.008 | 0.004 | 0.005 | 0.007 | 0.008 | 0.009 | 0.002 | 0.004 | 0.006 | 0.008 | 0.01 | 0.009 | 0.009 | 0.011 | 0.013 | 0.014 | 0 | 0 | 0 | 0 | 0 | 0 | 0 | 0 | 0 | 0
Pine Ridge MHP | ERROR | 0 | 0 |  | #N/A | 0 | 0 | 0 | 0 | 0 | #VALUE! | ERROR | 0 | 0 | 0 | 0 | 0 | Cabarrus | 0 | 0 | 0 | 0 | 0 | 0 | 0 | 0 | 0 | 0 | 0 | 0 | 0 | 0 | 0 | 0 | 0 | 0 | 0 | 0 | 0 | 0 | 0 | 0 | 0 | 0 | 0 | 0 | 0 | 0 | 0 | 0 | 0 | 0 | 0 | 0 | 0 | 0 | 0 | 0
Pine Ridge MHP II | ERROR | 0 | 0 |  | #N/A | 0 | 0 | 0 | 0 | 0 | #VALUE! | ERROR | 0 | 0 | 0 | 0 | 0 | Cabarrus | 0 | 0 | 0 | 0 | 0 | 0 | 0 | 0 | 0 | 0 | 0 | 0 | 0 | 0 | 0 | 0 | 0 | 0 | 0 | 0 | 0 | 0 | 0 | 0 | 0 | 0 | 0 | 0 | 0 | 0 | 0 | 0 | 0 | 0 | 0 | 0 | 0 | 0 | 0 | 0
Pinebluff | 0.123 | 0.59 | 0 |  | 1396 | 0.089 | 0.002 | 0.004 | 0 | 0 | 0.028 | 63.7536 | 1450 | 1550 | 1650 | 1750 | 1850 | Moore | 0.095 | 0.1 | 0.105 | 0.11 | 0.115 | 0.009 | 0.01 | 0.011 | 0.012 | 0.013 | 0.006 | 0.008 | 0.009 | 0.01 | 0.011 | 0 | 0 | 0 | 0 | 0 | 0 | 0 | 0 | 0 | 0 | 0.015 | 0.015 | 0.015 | 0.015 | 0.015 | 0.05 | 0 | 0 | 0 | 0 | 0 | 0 | 0 | 0 | 0
Pinetops | 0.19408 | 0.455 | 0 |  | 2074 | 0.126 | 0.018 | 0.011 | 0.017 | 0.01 | 0.012083 | 60.7522 | 2000 | 2000 | 2000 | 2000 | 2000 | Edgecombe | 0.17 | 0.17 | 0.17 | 0.17 | 0.17 | 0.006 | 0.006 | 0.006 | 0.006 | 0.006 | 0.002 | 0.002 | 0.002 | 0.002 | 0.002 | 0.014 | 0.014 | 0.014 | 0.014 | 0.014 | 0 | 0 | 0 | 0 | 0 | 4.132 | 4.132 | 4.132 | 4.132 | 4.132 | 0 | 0 | 0 | 0 | 0 | 0 | 0 | 0 | 0 | 0
Pink Hill | 0.084667 | 0.276 | 0 |  | 955 | 0.029 | 0.011 | 0.004 | 0.002 | 0.017 | 0.021667 | 30.3665 | 965 | 980 | 990 | 1000 | 1010 | Lenoir | 0.033 | 0.033 | 0.034 | 0.034 | 0.034 | 0.017 | 0.018 | 0.018 | 0.018 | 0.018 | 0.003 | 0.003 | 0.003 | 0.003 | 0.003 | 0.003 | 0.003 | 0.003 | 0.003 | 0.003 | 0.004 | 0.004 | 0.004 | 0.004 | 0.004 | 0.01 | 0.01 | 0.01 | 0.01 | 0.01 | 0 | 0 | 0 | 0 | 0 | 0 | 0 | 0 | 0 | 0
Pittsboro | ERROR | 0 | 0 |  | #N/A | 0 | 0 | 0 | 0 | 0 | #VALUE! | ERROR | 0 | 0 | 0 | 0 | 0 | Chatham | 0 | 0 | 0 | 0 | 0 | 0 | 0 | 0 | 0 | 0 | 0 | 0 | 0 | 0 | 0 | 0 | 0 | 0 | 0 | 0 | 0 | 0 | 0 | 0 | 0 | 0 | 0 | 0 | 0 | 0 | 0 | 0 | 0 | 0 | 0 | 0 | 0 | 0 | 0 | 0
Plymouth | 0.31425 | 2.158 | 0 |  | 3711 | 0.161 | 0.042 | 0.004 | 0.061 | 0.015 | 0.03125 | 43.3845 | 4001 | 4082 | 4125 | 4190 | 4250 | Washington | 0.155 | 0.161 | 0.167 | 0.172 | 0.177 | 0.093 | 0.093 | 0.093 | 0.093 | 0.093 | 0.002 | 0.002 | 0.002 | 0.002 | 0.002 | 0.047 | 0.047 | 0.047 | 0.047 | 0.047 | 0.012 | 0.015 | 0.018 | 0.02 | 0.022 | 0.052 | 0.054 | 0.055 | 0.056 | 0.057 | 0 | 0 | 0 | 0 | 0 | 0 | 0 | 0 | 0 | 0
Polk County Water Department | ERROR | 0 | 0 |  | #N/A | 0 | 0 | 0 | 0 | 0 | #VALUE! | ERROR | 0 | 0 | 0 | 0 | 0 | Polk | 0 | 0 | 0 | 0 | 0 | 0 | 0 | 0 | 0 | 0 | 0 | 0 | 0 | 0 | 0 | 0 | 0 | 0 | 0 | 0 | 0 | 0 | 0 | 0 | 0 | 0 | 0 | 0 | 0 | 0 | 0 | 0 | 0 | 0 | 0 | 0 | 0 | 0 | 0 | 0
Polk County Water System | 2.96 | 4.1 | 2.901 |  | 388 | 0.017 | 0.031 | 0 | 0.009 | 0.003 | -0.001 | 43.8144 | 690 | 1215 | 1725 | 3450 | 4485 | Polk | 0.046 | 0.081 | 0.115 | 0.23 | 0.299 | 0.036 | 0.038 | 0.041 | 0.051 | 0.057 | 0.001 | 0.002 | 0.003 | 0.004 | 0.005 | 0.014 | 0.016 | 0.019 | 0.029 | 0.035 | 0.013 | 0.018 | 0.021 | 0.025 | 0.029 | 0.003 | 0.006 | 0.01 | 0.018 | 0.023 | 0.5 | 8 | 0 | 6 | 0 | 0 | 0 | 0 | 0 | 0
Polk Ford/Renee Ford | 0.0225 | 0.05 | 0 |  | 414 | 0.015 | 0.001 | 0 | 0 | 0.004 | 0.0025 | 36.2319 | 500 | 600 | 625 | 650 | 700 | Stanly | 0.02 | 0.024 | 0.025 | 0.026 | 0.027 | 0.001 | 0.002 | 0.002 | 0.002 | 0.003 | 0 | 0 | 0 | 0 | 0 | 0 | 0 | 0 | 0 | 0 | 0.004 | 0.004 | 0.004 | 0.004 | 0.004 | 0.003 | 0.003 | 0.003 | 0.003 | 0.003 | 0 | 0 | 0 | 0 | 0 | 0 | 0 | 0 | 0 | 0
Polkton | 0.048833 | 0.1 | 0 |  | 1200 | 0.03 | 0.003 | 0.02 | 0.001 | 0.005 | -0.010167 | 25 | 1200 | 1225 | 1250 | 1275 | 2000 | Anson | 0.002 | 0.002 | 0.003 | 0.003 | 0.004 | 0.005 | 0.005 | 0.006 | 0.006 | 0.007 | 0.005 | 0.005 | 0.005 | 0.006 | 0.006 | 0 | 0 | 0.001 | 0.001 | 0.001 | 0.01 | 0.01 | 0.012 | 0.012 | 0.015 | 0.04 | 0.045 | 0.05 | 0.05 | 0.05 | 0 | 0 | 0 | 0 | 0 | 0 | 0 | 0 | 0 | 0
Pollocksville | 0.053583 | 0.09 | 0 |  | 735 | 0.04 | 0.005 | 0 | 0 | 0.002 | 0.0065833 | 54.4218 | 800 | 825 | 850 | 860 | 870 | Jones | 0.027 | 0.028 | 0.028 | 0.029 | 0.029 | 0.007 | 0.007 | 0.007 | 0.007 | 0.007 | 0 | 0 | 0 | 0 | 0 | 0.003 | 0.003 | 0.003 | 0.003 | 0.003 | 0.001 | 0.001 | 0.001 | 0.001 | 0.001 | 0.006 | 0.006 | 0.006 | 0.006 | 0.006 | 0 | 0 | 0 | 0 | 0 | 0 | 0 | 0 | 0 | 0
Powellsville | 0 | 0.043 | 0 |  | 645 | 0.048 | 0.001 | 0 | 0.005 | 0 | -0.054 | 74.4186 | 300 | 315 | 325 | 335 | 350 | Bertie | 0.028 | 0.03 | 0.032 | 0.035 | 0.04 | 0.001 | 0.001 | 0.001 | 0.002 | 0.003 | 0 | 0 | 0 | 0 | 0 | 0.002 | 0.002 | 0.002 | 0.003 | 0.003 | 0 | 0 | 0 | 0 | 0 | 0.018 | 0.02 | 0.021 | 0.024 | 0.027 | 1000 | 0 | 0 | 0 | 0 | 0 | 0 | 0 | 0 | 0
PRINCE GEORGE | ERROR | 0 | 0 |  | #N/A | 0 | 0 | 0 | 0 | 0 | #VALUE! | ERROR | 0 | 0 | 0 | 0 | 0 | New Hanover | 0 | 0 | 0 | 0 | 0 | 0 | 0 | 0 | 0 | 0 | 0 | 0 | 0 | 0 | 0 | 0 | 0 | 0 | 0 | 0 | 0 | 0 | 0 | 0 | 0 | 0 | 0 | 0 | 0 | 0 | 0 | 0 | 0 | 0 | 0 | 0 | 0 | 0 | 0 | 0
Princeton | 0.12508 | 0.127 | 0 |  | 1203 | 0.06 | 0.04 | 0 | 0 | 0.012 | 0.013083 | 49.8753 | 1226 | 1276 | 1326 | 1376 | 1416 | Johnston | 0.061 | 0.063 | 0.066 | 0.068 | 0.26 | 0.042 | 0.046 | 0.05 | 0.054 | 0.058 | 0 | 0 | 0 | 0 | 0 | 0 | 0 | 0 | 0 | 0 | 0.01 | 0.011 | 0.012 | 0.012 | 0.013 | 0.008 | 0.009 | 0.009 | 0.01 | 0.01 | 0.024 | 0.01 | 0 | 0 | 0 | 0 | 0 | 0 | 0 | 0
Princeville | 0.10442 | 0 | 0 |  | 1767 | 0.072 | 0.003 | 0 | 0 | 0.015 | 0.014417 | 40.747 | 2842 | 3410 | 4092 | 4910 | 5892 | Edgecombe | 0.083 | 0.1 | 0.119 | 0.143 | 0.172 | 0.004 | 0.005 | 0.006 | 0.008 | 0.009 | 0 | 0 | 0 | 0 | 0 | 0.001 | 0.001 | 0.001 | 0.001 | 0.001 | 0 | 0 | 0 | 0 | 0 | 0.011 | 0.013 | 0.016 | 0.019 | 0.023 | 0 | 0 | 0 | 0 | 0 | 0 | 0 | 0 | 0 | 0
Raeford | 0.99333 | 3.527 | 0 |  | 4832 | 0.264 | 0.131 | 0.36 | 0.01 | 0 | 0.22833 | 54.6358 | 4800 | 5280 | 5800 | 6300 | 6800 | Hoke | 0.28 | 0.31 | 0.35 | 0.4 | 0.45 | 0.16 | 0.17 | 0.18 | 0.19 | 0.2 | 1.7 | 1.7 | 1.7 | 1.7 | 1.7 | 0.013 | 0.014 | 0.015 | 0.016 | 0.017 | 0 | 0 | 0 | 0 | 0 | 0.335 | 0.341 | 0.349 | 0.359 | 0.368 | 0 | 0 | 0 | 0 | 0 | 0 | 0 | 0 | 0 | 0
Raleigh | 49.4767 | 77.3 | 0.001 |  | 535000 | 27.49 | 9.88 | 2.02 | 3.57 | 1.3 | 5.2157 | 51.3832 | 618975 | 799271 | 973797 | 1134200 | 1316200 | Wake | 36.45 | 44.26 | 51.67 | 58.12 | 65.08 | 14.17 | 17.2 | 20.09 | 22.56 | 25.26 | 1.61 | 1.96 | 2.28 | 2.57 | 2.88 | 4.186 | 5.08 | 5.93 | 6.72 | 7.52 | 2.29 | 3.47 | 4.06 | 4.52 | 5.06 | 6.973 | 8.548 | 9.981 | 11.223 | 12.566 | 14 | 13.7 | 0 | 0 | 0 | 0 | 0 | 0 | 0 | 0
Ramseur | 0.4585 | 6.6 | 0.112 |  | 3228 | 0.094 | 0.113 | 0 | 0 | 0.071 | 0.0685 | 29.1202 | 3517 | 3780 | 4064 | 4369 | 4696 | Randolph | 0.102 | 0.109 | 0.117 | 0.125 | 0.134 | 0.118 | 0.126 | 0.136 | 0.146 | 0.157 | 0 | 0 | 0 | 0 | 0 | 0 | 0 | 0 | 0 | 0 | 0.074 | 0.08 | 0.086 | 0.091 | 0.098 | 0.055 | 0.06 | 0.065 | 0.07 | 0.072 | 0 | 0 | 0 | 0 | 0 | 0 | 0 | 0 | 0 | 0
Ranlo | 0.33 | 0.5 | 0 |  | 3369 | 0.177 | 0.016 | 0.073 | 0 | 0.016 | 0.048 | 52.5378 | 3453 | 3626 | 3807 | 3997 | 4197 | Gaston | 0.181 | 0.19 | 0.199 | 0.208 | 0.218 | 0.017 | 0.018 | 0.019 | 0.02 | 0.022 | 0.075 | 0.079 | 0.084 | 0.089 | 0.094 | 0 | 0 | 0 | 0 | 0 | 0.016 | 0.016 | 0.016 | 0.016 | 0.016 | 0.049 | 0.052 | 0.054 | 0.057 | 0.06 | 0 | 0 | 0 | 0 | 0 | 0 | 0 | 0 | 0 | 0
Red Springs | 0.41675 | 0.9 | 0.031 |  | 3452 | 0.317 | 0.076 | 0.001 | 0 | 0.048 | -0.05625 | 91.8308 | 3815 | 4005 | 4205 | 4415 | 4460 | Robeson | 0.35 | 0.368 | 0.386 | 0.405 | 0.41 | 0.084 | 0.088 | 0.093 | 0.097 | 0.098 | 0.001 | 0.001 | 0.001 | 0.001 | 0.001 | 0 | 0 | 0 | 0 | 0 | 0.053 | 0.056 | 0.058 | 0.061 | 0.62 | 0.085 | 0.089 | 0.094 | 0.098 | 0.197 | 2 | 0 | 0 | 0 | 0 | 0 | 0 | 0 | 0 | 0
Reidsville | 4.8174 | 19 | 1.24 |  | 14293 | 0.62 | 0.57 | 1.16 | 0.01 | 0.25 | 0.96742 | 43.3779 | 16033 | 16650 | 17066 | 17492 | 18399 | Rockingham | 0.641 | 0.666 | 0.683 | 0.7 | 0.736 | 0.035 | 0.038 | 0.04 | 0.042 | 0.048 | 1.274 | 1.323 | 1.365 | 1.4 | 1.408 | 0.622 | 0.645 | 0.66 | 0.675 | 0.71 | 0.123 | 0.128 | 0.132 | 0.135 | 0.139 | 0.85 | 0.883 | 0.912 | 0.935 | 0.991 | 0 | 0 | 0 | 0 | 0 | 0 | 0 | 0 | 0 | 0
Rhodhiss | 0.043917 | 0.15 | 0 |  | 1079 | 0.034 | 0.002 | 0 | 0 | 0.001 | 0.0069167 | 31.5107 | 1092 | 1113 | 1136 | 1159 | 1182 | Caldwell | 0.034 | 0.034 | 0.034 | 0.034 | 0.034 | 0.002 | 0.002 | 0.002 | 0.002 | 0.002 | 0 | 0 | 0 | 0 | 0 | 0 | 0 | 0 | 0 | 0 | 0.001 | 0.001 | 0.001 | 0.001 | 0.001 | 0.007 | 0.007 | 0.007 | 0.007 | 0.007 | 0 | 0 | 0 | 0 | 0 | 0 | 0 | 0 | 0 | 0
Rich Square | 3.7763 | 0.3 | 0 |  | 940 | 0.043 | 0.008 | 0 | 0.01 | 0 | 3.7153 | 45.7447 | 910 | 930 | 950 | 950 | 950 | Northampton | 0.041 | 0.042 | 0.043 | 0.043 | 0.043 | 0.045 | 0.045 | 0.046 | 0.046 | 0.046 | 0 | 0 | 0 | 0 | 0 | 0.025 | 0.025 | 0.025 | 0.025 | 0.025 | 0 | 0 | 0 | 0 | 0 | 0.016 | 0.016 | 0.016 | 0.016 | 0.016 | 0 | 0 | 0 | 0 | 0 | 0 | 0 | 0 | 0 | 0
Richlands | ERROR | 0 | 0 |  | #N/A | 0 | 0 | 0 | 0 | 0 | #VALUE! | ERROR | 0 | 0 | 0 | 0 | 0 | Onslow | 0 | 0 | 0 | 0 | 0 | 0 | 0 | 0 | 0 | 0 | 0 | 0 | 0 | 0 | 0 | 0 | 0 | 0 | 0 | 0 | 0 | 0 | 0 | 0 | 0 | 0 | 0 | 0 | 0 | 0 | 0 | 0 | 0 | 0 | 0 | 0 | 0 | 0 | 0 | 0
Richmond County | 4.809 | 28.8 | 0.90521 |  | 27000 | 1.7 | 0.65 | 0.45 | 0 | 0.25 | 0.85379 | 62.963 | 29025 | 33379 | 38386 | 44143 | 50765 | Richmond | 1.828 | 2.102 | 2.417 | 2.779 | 3.196 | 0.683 | 0.755 | 0.834 | 0.921 | 1.017 | 0.473 | 0.522 | 0.577 | 0.637 | 0.704 | 1 | 1 | 1 | 1 | 1 | 0.256 | 0.269 | 0.283 | 0.298 | 0.313 | 1.08 | 1.184 | 1.302 | 1.436 | 1.587 | 0 | 0 | 0 | 0 | 0 | 0 | 0 | 0 | 0 | 0
Riegelwood SD | 0.13358 | 0 | 0 |  | 447 | 0.022 | 0.004 | 0.107 | 0 | 0.001 | -0.00041667 | 49.217 | 451 | 456 | 461 | 465 | 470 | Columbus | 0.024 | 0.025 | 0.026 | 0.028 | 0.029 | 0.004 | 0.004 | 0.004 | 0.004 | 0.004 | 0.107 | 0.113 | 0.118 | 0.124 | 0.13 | 0 | 0 | 0 | 0 | 0 | 0.001 | 0.002 | 0.002 | 0.002 | 0.002 | 0.136 | 0.144 | 0.15 | 0.158 | 0.165 | 0 | 0 | 0 | 0 | 0 | 0 | 0 | 0 | 0 | 0
River Bend | 0.23983 | 0.789 | 0 |  | 1432 | 0.131 | 0.011 | 0.011 | 0 | 0.042 | 0.044833 | 91.4804 | 1541 | 1661 | 1790 | 1929 | 2079 | Craven | 0.265 | 0.325 | 0.355 | 0.385 | 0.4 | 0.035 | 0.04 | 0.05 | 0.055 | 0.06 | 0.022 | 0.026 | 0.03 | 0.035 | 0.04 | 0 | 0 | 0 | 0 | 0 | 0.043 | 0.05 | 0.055 | 0.06 | 0.065 | 0.099 | 0.119 | 0.133 | 0.145 | 0.153 | 0 | 0 | 0 | 0 | 0 | 0 | 0 | 0 | 0 | 0
Roanoke Rapids SD | 5.0433 | 12.5 | 2.165 |  | 19378 | 0.973 | 0.408 | 0.4 | 0.049 | 0.235 | 0.81333 | 50.2116 | 22240 | 21951 | 21666 | 21384 | 21104 | Halifax | 1.469 | 1.45 | 1.431 | 1.412 | 1.4 | 0.531 | 0.524 | 0.517 | 0.51 | 0.5 | 1.011 | 0.998 | 0.985 | 0.972 | 0.95 | 0.093 | 0.092 | 0.091 | 0.09 | 0.08 | 0.085 | 0.084 | 0.083 | 0.082 | 0.075 | 1.585 | 1.565 | 1.544 | 1.524 | 1.494 | 0 | 0 | 0 | 0 | 0 | 0 | 0 | 0 | 0 | 0
Robbins Water System | 0.12642 | 0.25 | 0.013 |  | 1108 | 0.06 | 0.013 | 0.002 | 0.031 | 0.004 | 0.0034167 | 54.1516 | 2008 | 2286 | 2400 | 2500 | 2600 | Moore | 0.128 | 0.146 | 0.156 | 0.166 | 0.17 | 0.043 | 0.043 | 0.045 | 0.046 | 0.05 | 0.028 | 0.028 | 0.028 | 0.028 | 0.03 | 0.006 | 0.006 | 0.007 | 0.008 | 0.01 | 0.008 | 0.008 | 0 | 0 | 0.001 | 0 | 0 | 0 | 0 | 0 | 0 | 0 | 0 | 0 | 0 | 0 | 0 | 0 | 0 | 0
Robbinsville | ERROR | 0 | 0 |  | #N/A | 0 | 0 | 0 | 0 | 0 | #VALUE! | ERROR | 0 | 0 | 0 | 0 | 0 | Graham | 0 | 0 | 0 | 0 | 0 | 0 | 0 | 0 | 0 | 0 | 0 | 0 | 0 | 0 | 0 | 0 | 0 | 0 | 0 | 0 | 0 | 0 | 0 | 0 | 0 | 0 | 0 | 0 | 0 | 0 | 0 | 0 | 0 | 0 | 0 | 0 | 0 | 0 | 0 | 0
Robersonville | 0.28792 | 1.908 | 0.047 |  | 1447 | 0.119 | 0.016 | 0.016 | 0.019 | 0.005 | 0.065917 | 82.2391 | 1500 | 1525 | 1530 | 1535 | 1540 | Martin | 0.094 | 0.096 | 0.098 | 0.1 | 0.102 | 0.047 | 0.049 | 0.051 | 0.053 | 0.055 | 0.026 | 0.027 | 0.028 | 0.029 | 0.03 | 0.035 | 0.036 | 0.037 | 0.038 | 0.039 | 0.005 | 0.005 | 0.005 | 0.005 | 0.005 | 0.048 | 0.05 | 0.051 | 0.052 | 0.054 | 0 | 0 | 0 | 0 | 0 | 0 | 0 | 0 | 0 | 0
Robeson Co | 12.8331 | 19.362 | 0.037 |  | 84390 | 4.271 | 0 | 6.202 | 0 | 1.2 | 1.1231 | 50.6103 | 85100 | 91600 | 98100 | 104600 | 111100 | Robeson | 5.894 | 6.517 | 7.21 | 7.98 | 8.75 | 0 | 0 | 0 | 0 | 0 | 7.073 | 7.82 | 8.652 | 9.576 | 10.5 | 0 | 0 | 0 | 0 | 0 | 1.114 | 1.21 | 1.313 | 1.426 | 1.5 | 1.558 | 1.72 | 1.9 | 2.1 | 2.295 | 4.122 | 2.52 | 2.52 | 2.52 | 0 | 0 | 0 | 0 | 0 | 0
Rockingham | 3.174 | 10.333 | 0 |  | 9932 | 0.64 | 0.553 | 1.977 | 0 | 0.125 | -0.121 | 64.4382 | 9000 | 9500 | 10000 | 10500 | 11000 | Richmond | 0.7 | 0.725 | 0.75 | 0.775 | 0.8 | 0.6 | 0.65 | 0.7 | 0.75 | 0.8 | 1.9 | 2 | 2.1 | 2.2 | 2.3 | 0 | 0 | 0 | 0 | 0 | 0.075 | 0.075 | 0.075 | 0.075 | 0.075 | 0.377 | 0.4 | 0.422 | 0.444 | 0.467 | 0 | 0 | 0 | 0 | 0 | 0 | 0 | 0 | 0 | 0
Rockingham Co | 0.09775 | 0.75 | 0 |  | 913 | 0.041 | 0.02 | 0 | 0.009 | 0.027 | 0.00075 | 44.9069 | 1300 | 1500 | 1700 | 1900 | 2100 | Rockingham | 0.055 | 0.063 | 0.071 | 0.079 | 0.087 | 0.015 | 0.017 | 0.019 | 0.021 | 0.023 | 0 | 0 | 0 | 0 | 0 | 0.013 | 0.015 | 0.017 | 0.019 | 0.021 | 0.037 | 0.037 | 0.037 | 0.037 | 0.037 | 0.033 | 0.036 | 0.039 | 0.043 | 0.046 | 0 | 0 | 0 | 0 | 0 | 0 | 0 | 0 | 0 | 0
Rocky Mount | 268.775 | 30.9 | 1.447 |  | 57158 | 2.92 | 1.75 | 1.52 | 0.27 | 0.45 | 260.418 | 51.0865 | 58300 | 61200 | 64300 | 67500 | 70900 | Nash | 3 | 3.15 | 3.3 | 3.47 | 3.65 | 1.8 | 1.89 | 1.98 | 2.98 | 3.13 | 1.56 | 1.64 | 1.72 | 1.81 | 1.9 | 0.28 | 0.296 | 0.31 | 0.326 | 0.342 | 0.82 | 0.86 | 0.9 | 0.94 | 0.99 | 0.581 | 0.608 | 0.636 | 0.739 | 0.775 | 0 | 0 | 0 | 0 | 0 | 0 | 0 | 0 | 0 | 0
ROCKY POINT-TOPSAIL WSD | ERROR | 0 | 0 |  | #N/A | 0 | 0 | 0 | 0 | 0 | #VALUE! | ERROR | 0 | 0 | 0 | 0 | 0 | Pender | 0 | 0 | 0 | 0 | 0 | 0 | 0 | 0 | 0 | 0 | 0 | 0 | 0 | 0 | 0 | 0 | 0 | 0 | 0 | 0 | 0 | 0 | 0 | 0 | 0 | 0 | 0 | 0 | 0 | 0 | 0 | 0 | 0 | 0 | 0 | 0 | 0 | 0 | 0 | 0
ROLESVILLE | ERROR | 0 | 0 |  | #N/A | 0 | 0 | 0 | 0 | 0 | #VALUE! | ERROR | 0 | 0 | 0 | 0 | 0 | Wake | 0 | 0 | 0 | 0 | 0 | 0 | 0 | 0 | 0 | 0 | 0 | 0 | 0 | 0 | 0 | 0 | 0 | 0 | 0 | 0 | 0 | 0 | 0 | 0 | 0 | 0 | 0 | 0 | 0 | 0 | 0 | 0 | 0 | 0 | 0 | 0 | 0 | 0 | 0 | 0
Ronda | 0.078083 | 0.186 | 0 |  | 884 | 0.047 | 0 | 0 | 0 | 0.001 | 0.030083 | 53.1674 | 897 | 923 | 951 | 979 | 1008 | Wilkes | 0.047 | 0.048 | 0.049 | 0.05 | 0.051 | 0 | 0 | 0 | 0 | 0 | 0 | 0 | 0 | 0 | 0 | 0 | 0 | 0 | 0 | 0 | 0 | 0 | 0 | 0 | 0 | 0.029 | 0.03 | 0.031 | 0.031 | 0.032 | 0 | 0 | 0 | 0 | 0 | 0 | 0 | 0 | 0 | 0
Roper | ERROR | 0 | 0 |  | #N/A | 0 | 0 | 0 | 0 | 0 | #VALUE! | ERROR | 0 | 0 | 0 | 0 | 0 | Washington | 0 | 0 | 0 | 0 | 0 | 0 | 0 | 0 | 0 | 0 | 0 | 0 | 0 | 0 | 0 | 0 | 0 | 0 | 0 | 0 | 0 | 0 | 0 | 0 | 0 | 0 | 0 | 0 | 0 | 0 | 0 | 0 | 0 | 0 | 0 | 0 | 0 | 0 | 0 | 0
Rose Hill | 0.29925 | 1.155 | 0 |  | 1500 | 0.066 | 0.008 | 0.165 | 0.019 | 0.002 | 0.03925 | 44 | 1502 | 1547 | 1593 | 1641 | 1692 | Duplin | 0.068 | 0.072 | 0.078 | 0.085 | 0.092 | 0.008 | 0.009 | 0.011 | 0.013 | 0.015 | 0.166 | 0.166 | 0.167 | 0.167 | 0.168 | 0.022 | 0.023 | 0.025 | 0.027 | 0.029 | 0.005 | 0.005 | 0.005 | 0.005 | 0.005 | 0.013 | 0.014 | 0.014 | 0.015 | 0.015 | 0 | 0 | 0 | 0 | 0 | 0 | 0 | 0 | 0 | 0
Roseboro | 0.20875 | 0.351 | 0.031 |  | 1201 | 0.087 | 0.013 | 0.001 | 0.004 | 0.108 | -0.03525 | 72.4396 | 1205 | 1210 | 1215 | 1220 | 1220 | Sampson | 0.065 | 0.065 | 0.065 | 0.065 | 0.066 | 0.013 | 0.013 | 0.013 | 0.014 | 0.015 | 0.001 | 0.001 | 0.001 | 0.001 | 0.001 | 0.005 | 0.005 | 0.005 | 0.006 | 0.006 | 0.001 | 0.001 | 0.001 | 0.001 | 0.001 | 0.002 | 0.001 | 0.001 | 0.001 | 0.001 | 0 | 0 | 0 | 0 | 0 | 0 | 0 | 0 | 0 | 0
Rosman | 0.087667 | 0.151 | 0 |  | 580 | 0.038 | 0.005 | 0 | 0 | 0.006 | 0.038667 | 65.5172 | 625 | 725 | 825 | 925 | 1125 | Transylvania | 0.041 | 0.048 | 0.054 | 0.061 | 0.074 | 0.006 | 0.007 | 0.008 | 0.009 | 0.01 | 0.001 | 0.001 | 0.002 | 0.002 | 0.002 | 0 | 0 | 0 | 0 | 0 | 0.006 | 0.007 | 0.008 | 0.008 | 0.009 | 0.016 | 0.02 | 0.022 | 0.024 | 0.027 | 0 | 0 | 0 | 0 | 0 | 0 | 0 | 0 | 0 | 0
Rowan Co | ERROR | 0 | 0 |  | #N/A | 0 | 0 | 0 | 0 | 0 | #VALUE! | ERROR | 0 | 0 | 0 | 0 | 0 | Rowan | 0 | 0 | 0 | 0 | 0 | 0 | 0 | 0 | 0 | 0 | 0 | 0 | 0 | 0 | 0 | 0 | 0 | 0 | 0 | 0 | 0 | 0 | 0 | 0 | 0 | 0 | 0 | 0 | 0 | 0 | 0 | 0 | 0 | 0 | 0 | 0 | 0 | 0 | 0 | 0
Rowland | 0.13008 | 0.864 | 0 |  | 1150 | 0.088 | 0.018 | 0 | 0.01 | 0.002 | 0.012083 | 76.5217 | 1280 | 1353 | 1430 | 1511 | 1511 | Robeson | 0.088 | 0.088 | 0.09 | 0.09 | 0.092 | 0.018 | 0.018 | 0.02 | 0.02 | 0.021 | 0 | 0 | 0 | 0 | 0 | 0.01 | 0.01 | 0.012 | 0.012 | 0.014 | 0.002 | 0.002 | 0.002 | 0.003 | 0.003 | 0.012 | 0.012 | 0.013 | 0.013 | 0.013 | 0 | 0 | 0 | 0 | 0 | 0 | 0 | 0 | 0 | 0
Roxboro | 2.5118 | 11 | 0 |  | 11913 | 0.471 | 0.322 | 0.672 | 0.048 | 0.398 | 0.60083 | 39.5366 | 11570 | 11755 | 11943 | 12134 | 12465 | Person | 0.862 | 0.903 | 0.945 | 0.987 | 1.01 | 0.695 | 0.737 | 0.778 | 0.82 | 0.842 | 1.995 | 2.037 | 2.079 | 2.12 | 2.178 | 0.164 | 0.205 | 0.247 | 0.289 | 0.297 | 0.426 | 0.468 | 0.509 | 0.551 | 0.566 | 0.796 | 0.836 | 0.876 | 0.916 | 0.94 | 0 | 5 | 0 | 0 | 0 | 0 | 0 | 0 | 0 | 0
Roxobel | ERROR | 0 | 0 |  | #N/A | 0 | 0 | 0 | 0 | 0 | #VALUE! | ERROR | 0 | 0 | 0 | 0 | 0 | Bertie | 0 | 0 | 0 | 0 | 0 | 0 | 0 | 0 | 0 | 0 | 0 | 0 | 0 | 0 | 0 | 0 | 0 | 0 | 0 | 0 | 0 | 0 | 0 | 0 | 0 | 0 | 0 | 0 | 0 | 0 | 0 | 0 | 0 | 0 | 0 | 0 | 0 | 0 | 0 | 0
RUNNYMEADE | ERROR | 0 | 0 |  | #N/A | 0 | 0 | 0 | 0 | 0 | #VALUE! | ERROR | 0 | 0 | 0 | 0 | 0 | New Hanover | 0 | 0 | 0 | 0 | 0 | 0 | 0 | 0 | 0 | 0 | 0 | 0 | 0 | 0 | 0 | 0 | 0 | 0 | 0 | 0 | 0 | 0 | 0 | 0 | 0 | 0 | 0 | 0 | 0 | 0 | 0 | 0 | 0 | 0 | 0 | 0 | 0 | 0 | 0 | 0
Rutherford College | 0.13017 | 0.233 | 0 |  | 1343 | 0.075 | 0.022 | 0 | 0.014 | 0.013 | 0.0061667 | 55.8451 | 1345 | 1350 | 1360 | 1370 | 1400 | Burke | 0.074 | 0.074 | 0.074 | 0.074 | 0.074 | 0.017 | 0.017 | 0.017 | 0.017 | 0.017 | 0 | 0 | 0 | 0 | 0 | 0.01 | 0.01 | 0.01 | 0.01 | 0.01 | 0.012 | 0.012 | 0.012 | 0.012 | 0.012 | 0.013 | 0.013 | 0.013 | 0.013 | 0.013 | 0 | 0 | 0 | 0 | 0 | 0 | 0 | 0 | 0 | 0
Salemburg | 0.091667 | 0.222 | 0 |  | 0 | 0.049 | 0.008 | 0 | 0.018 | 0.004 | 0.012667 | ERROR | 819 | 835 | 870 | 886 | 905 | Sampson | 0.055 | 0.062 | 0.069 | 0.075 | 0.084 | 0.012 | 0.014 | 0.016 | 0.018 | 0.02 | 0 | 0 | 0 | 0 | 0 | 0.023 | 0.028 | 0.033 | 0.038 | 0.043 | 0.005 | 0.007 | 0.009 | 0.011 | 0.013 | -0.01 | -0.012 | -0.013 | -0.015 | -0.017 | 0 | 0 | 0 | 0 | 0 | 0 | 0 | 0 | 0 | 0
Salisbury | 9.2083 | 108 | 0.882 |  | 43250 | 3.11 | 1.2 | 1.85 | 1.006 | 0.62 | 0.54033 | 71.9075 | 48548 | 69355 | 70049 | 71457 | 72893 | Rowan | 3.495 | 5.409 | 5.463 | 5.574 | 6.686 | 1.249 | 1.623 | 1.639 | 1.672 | 1.706 | 2.035 | 2.239 | 2.462 | 2.709 | 2.979 | 1.106 | 1.217 | 1.339 | 1.473 | 1.62 | 0.69 | 0.94 | 0.98 | 1.03 | 1.08 | 0.583 | 0.796 | 0.827 | 0.867 | 0.98 | 0 | 0 | 0 | 0 | 0 | 0 | 0 | 0 | 0 | 0
Saluda | 0.1355 | 0.2 | 0 |  | 1400 | 0.043 | 0.013 | 0 | 0 | 0.001 | 0.0785 | 30.7143 | 1400 | 1400 | 1400 | 1400 | 1400 | Polk | 0.043 | 0.043 | 0.043 | 0.043 | 0.043 | 0.014 | 0.014 | 0.014 | 0.014 | 0.014 | 0 | 0 | 0 | 0 | 0 | 0 | 0 | 0 | 0 | 0 | 0.001 | 0.001 | 0.001 | 0.001 | 0.001 | 0.07 | 0.07 | 0.07 | 0.07 | 0.07 | 0 | 0 | 0 | 0 | 0 | 0 | 0 | 0 | 0 | 0
Sampson Co WSD 1 | ERROR | 0 | 0 |  | #N/A | 0 | 0 | 0 | 0 | 0 | #VALUE! | ERROR | 0 | 0 | 0 | 0 | 0 | Sampson | 0 | 0 | 0 | 0 | 0 | 0 | 0 | 0 | 0 | 0 | 0 | 0 | 0 | 0 | 0 | 0 | 0 | 0 | 0 | 0 | 0 | 0 | 0 | 0 | 0 | 0 | 0 | 0 | 0 | 0 | 0 | 0 | 0 | 0 | 0 | 0 | 0 | 0 | 0 | 0
Sampson County WD I - Clinton | 0.16792 | 0.37 | 0.025 |  | 4575 | 0.129 | 0.001 | 0.004 | 0 | 0.005 | 0.0039167 | 28.1967 | 4804 | 5284 | 5813 | 6394 | 7033 | Sampson | 0.135 | 0.149 | 0.164 | 0.18 | 0.198 | 0.001 | 0.001 | 0.001 | 0.001 | 0.001 | 0.004 | 0.005 | 0.005 | 0.006 | 0.006 | 0 | 0 | 0 | 0 | 0 | 0.005 | 0.006 | 0.007 | 0.008 | 0.009 | 0.015 | 0.016 | 0.018 | 0.02 | 0.022 | 0.25 | 0 | 0 | 0 | 0 | 0 | 0 | 0 | 0 | 0
Sampson County WD I - Roseboro | ERROR | 0 | 0 |  | #N/A | 0 | 0 | 0 | 0 | 0 | #VALUE! | ERROR | 0 | 0 | 0 | 0 | 0 | Sampson | 0 | 0 | 0 | 0 | 0 | 0 | 0 | 0 | 0 | 0 | 0 | 0 | 0 | 0 | 0 | 0 | 0 | 0 | 0 | 0 | 0 | 0 | 0 | 0 | 0 | 0 | 0 | 0 | 0 | 0 | 0 | 0 | 0 | 0 | 0 | 0 | 0 | 0 | 0 | 0
Sampson County WD I - Turkey | ERROR | 0 | 0 |  | #N/A | 0 | 0 | 0 | 0 | 0 | #VALUE! | ERROR | 0 | 0 | 0 | 0 | 0 | Sampson | 0 | 0 | 0 | 0 | 0 | 0 | 0 | 0 | 0 | 0 | 0 | 0 | 0 | 0 | 0 | 0 | 0 | 0 | 0 | 0 | 0 | 0 | 0 | 0 | 0 | 0 | 0 | 0 | 0 | 0 | 0 | 0 | 0 | 0 | 0 | 0 | 0 | 0 | 0 | 0
Sampson County WD II - Dunn | 1.1008 | 1.981 | 0.04 |  | 7875 | 0.512 | 0.001 | 0.04 | 0.077 | 0.353 | 0.077833 | 65.0159 | 8269 | 9096 | 10005 | 11006 | 12106 | Sampson | 0.538 | 0.591 | 0.65 | 0.716 | 0.787 | 0.001 | 0.001 | 0.001 | 0.001 | 0.002 | 0.042 | 0.046 | 0.051 | 0.056 | 0.061 | 0.081 | 0.089 | 0.098 | 0.108 | 0.118 | 0.05 | 0.06 | 0.07 | 0.08 | 0.09 | 0.02 | 0.025 | 0.03 | 0.035 | 0.04 | 0.612 | 0 | 0 | 0 | 0 | 0.15 | 0 | 0 | -0.15 | 0
Sampson County WD II - Plainview | ERROR | 0 | 0 |  | #N/A | 0 | 0 | 0 | 0 | 0 | #VALUE! | ERROR | 0 | 0 | 0 | 0 | 0 | Sampson | 0 | 0 | 0 | 0 | 0 | 0 | 0 | 0 | 0 | 0 | 0 | 0 | 0 | 0 | 0 | 0 | 0 | 0 | 0 | 0 | 0 | 0 | 0 | 0 | 0 | 0 | 0 | 0 | 0 | 0 | 0 | 0 | 0 | 0 | 0 | 0 | 0 | 0 | 0 | 0
Sampson County WSD 2 | ERROR | 0 | 0 |  | #N/A | 0 | 0 | 0 | 0 | 0 | #VALUE! | ERROR | 0 | 0 | 0 | 0 | 0 | Sampson | 0 | 0 | 0 | 0 | 0 | 0 | 0 | 0 | 0 | 0 | 0 | 0 | 0 | 0 | 0 | 0 | 0 | 0 | 0 | 0 | 0 | 0 | 0 | 0 | 0 | 0 | 0 | 0 | 0 | 0 | 0 | 0 | 0 | 0 | 0 | 0 | 0 | 0 | 0 | 0
Sandy Creek | ERROR | 0 | 0 |  | #N/A | 0 | 0 | 0 | 0 | 0 | #VALUE! | ERROR | 0 | 0 | 0 | 0 | 0 | Brunswick | 0 | 0 | 0 | 0 | 0 | 0 | 0 | 0 | 0 | 0 | 0 | 0 | 0 | 0 | 0 | 0 | 0 | 0 | 0 | 0 | 0 | 0 | 0 | 0 | 0 | 0 | 0 | 0 | 0 | 0 | 0 | 0 | 0 | 0 | 0 | 0 | 0 | 0 | 0 | 0
Sandyfield | 0.01475 | 0.03 | 0 |  | 445 | 0.014 | 0 | 0 | 0 | 0 | 0.00075 | 31.4607 | 450 | 455 | 460 | 465 | 470 | Columbus | 0.013 | 0.013 | 0.014 | 0.014 | 0.015 | 0 | 0 | 0 | 0 | 0 | 0 | 0 | 0 | 0 | 0 | 0 | 0 | 0 | 0 | 0 | 0.001 | 0.001 | 0.001 | 0.001 | 0.001 | 0.001 | 0.001 | 0.001 | 0.001 | 0.001 | 0 | 0 | 0 | 0 | 0 | 0 | 0 | 0 | 0 | 0
Sanford | 7.0462 | 12.6 | 0.515 |  | 42288 | 1.96 | 1.41 | 0.53 | 0.96 | 1.037 | 0.63425 | 46.3488 | 56600 | 76000 | 92200 | 111800 | 135700 | Lee | 2.88 | 3.99 | 4.84 | 5.87 | 7.12 | 2.74 | 4.05 | 6 | 8.88 | 10.82 | 0 | 0 | 0 | 0 | 0 | 0.28 | 0.41 | 0.58 | 0.82 | 1 | 0.61 | 0.77 | 0.96 | 1.22 | 1.44 | 0.948 | 1.343 | 1.804 | 2.446 | 2.969 | 0 | 8 | 0 | 0 | 0 | 0 | 0 | 0 | 0 | 0
Saratoga | 0.04025 | 0.145 | 0 |  | 436 | 0.022 | 0.01 | 0 | 0 | 0.008 | 0.00025 | 50.4587 | 436 | 436 | 436 | 436 | 436 | Wilson | 0.022 | 0.022 | 0.022 | 0.022 | 0.022 | 0.01 | 0.01 | 0.01 | 0.01 | 0.01 | 0 | 0 | 0 | 0 | 0 | 0 | 0 | 0 | 0 | 0 | 0.01 | 0.01 | 0.01 | 0.01 | 0.01 | 0.001 | 0.003 | 0.003 | 0.003 | 0.003 | 0 | 0 | 0 | 0 | 0 | 0 | 0 | 0 | 0 | 0
Sawmills | 0.27542 | 0.025 | 0 |  | 5162 | 0.234 | 0.017 | 0.002 | 0.002 | 0.006 | 0.014417 | 45.3313 | 5162 | 5162 | 5162 | 5162 | 5162 | Caldwell | 0.234 | 0.234 | 0.234 | 0.234 | 0.234 | 0.017 | 0.017 | 0.017 | 0.017 | 0.017 | 0.002 | 0.002 | 0.002 | 0.002 | 0.002 | 0.002 | 0.002 | 0.002 | 0.002 | 0.002 | 0.006 | 0.006 | 0.006 | 0.006 | 0.006 | 0.014 | 0.014 | 0.014 | 0.014 | 0.014 | 0.062 | 0 | 0 | 0 | 0 | 0 | 0 | 0 | 0 | 0
Scotland Co (North) | 0.33575 | 0.7 | 0 |  | 2566 | 0.137 | 0.174 | 0 | 0 | 0.024 | 0.00075 | 53.3905 | 3086 | 3073 | 3060 | 3048 | 3048 | Scotland | 0.188 | 0.186 | 0.186 | 0.186 | 0.186 | 0 | 0 | 0 | 0 | 0 | 0 | 0 | 0 | 0 | 0 | 0.02 | 0.02 | 0.02 | 0.02 | 0.02 | 0.012 | 0.012 | 0.012 | 0.012 | 0.012 | 0.007 | 0.007 | 0.007 | 0.007 | 0.007 | 0 | 0 | 0 | 0 | 0 | 0 | 0 | 0 | 0 | 0
Scotland Co (South) | 0.18383 | 0.4 | 0.033 |  | 3424 | 0.123 | 0.003 | 0 | 0 | 0.023 | 0.0018333 | 35.9229 | 3462 | 3436 | 3412 | 3388 | 3388 | Scotland | 0.22 | 0.22 | 0.21 | 0.22 | 0.21 | 0 | 0 | 0 | 0 | 0 | 0 | 0 | 0 | 0 | 0 | 0 | 0 | 0 | 0 | 0 | 0.025 | 0.025 | 0.025 | 0.025 | 0.025 | -0.045 | -0.045 | -0.043 | -0.045 | -0.043 | 0 | 0 | 0 | 0 | 0 | 0 | 0 | 0 | 0 | 0
Scotland County Water (Barnes Bridge) | ERROR | 0 | 0 |  | #N/A | 0 | 0 | 0 | 0 | 0 | #VALUE! | ERROR | 0 | 0 | 0 | 0 | 0 | Scotland | 0 | 0 | 0 | 0 | 0 | 0 | 0 | 0 | 0 | 0 | 0 | 0 | 0 | 0 | 0 | 0 | 0 | 0 | 0 | 0 | 0 | 0 | 0 | 0 | 0 | 0 | 0 | 0 | 0 | 0 | 0 | 0 | 0 | 0 | 0 | 0 | 0 | 0 | 0 | 0
Scotland County Water (Gillis Hill) | ERROR | 0 | 0 |  | #N/A | 0 | 0 | 0 | 0 | 0 | #VALUE! | ERROR | 0 | 0 | 0 | 0 | 0 | Scotland | 0 | 0 | 0 | 0 | 0 | 0 | 0 | 0 | 0 | 0 | 0 | 0 | 0 | 0 | 0 | 0 | 0 | 0 | 0 | 0 | 0 | 0 | 0 | 0 | 0 | 0 | 0 | 0 | 0 | 0 | 0 | 0 | 0 | 0 | 0 | 0 | 0 | 0 | 0 | 0
Scotland County Water (Malloy Rd) | ERROR | 0 | 0 |  | #N/A | 0 | 0 | 0 | 0 | 0 | #VALUE! | ERROR | 0 | 0 | 0 | 0 | 0 | Scotland | 0 | 0 | 0 | 0 | 0 | 0 | 0 | 0 | 0 | 0 | 0 | 0 | 0 | 0 | 0 | 0 | 0 | 0 | 0 | 0 | 0 | 0 | 0 | 0 | 0 | 0 | 0 | 0 | 0 | 0 | 0 | 0 | 0 | 0 | 0 | 0 | 0 | 0 | 0 | 0
Scotland County Water (North) | ERROR | 0 | 0 |  | #N/A | 0 | 0 | 0 | 0 | 0 | #VALUE! | ERROR | 0 | 0 | 0 | 0 | 0 | Scotland | 0 | 0 | 0 | 0 | 0 | 0 | 0 | 0 | 0 | 0 | 0 | 0 | 0 | 0 | 0 | 0 | 0 | 0 | 0 | 0 | 0 | 0 | 0 | 0 | 0 | 0 | 0 | 0 | 0 | 0 | 0 | 0 | 0 | 0 | 0 | 0 | 0 | 0 | 0 | 0
Scotland County Water (South) | ERROR | 0 | 0 |  | #N/A | 0 | 0 | 0 | 0 | 0 | #VALUE! | ERROR | 0 | 0 | 0 | 0 | 0 | Scotland | 0 | 0 | 0 | 0 | 0 | 0 | 0 | 0 | 0 | 0 | 0 | 0 | 0 | 0 | 0 | 0 | 0 | 0 | 0 | 0 | 0 | 0 | 0 | 0 | 0 | 0 | 0 | 0 | 0 | 0 | 0 | 0 | 0 | 0 | 0 | 0 | 0 | 0 | 0 | 0
Scotland Neck | 0.26075 | 0.875 | 0 |  | 2712 | 0.126 | 0.048 | 0 | 0 | 0.047 | 0.03975 | 46.4602 | 2800 | 2850 | 3000 | 3050 | 3100 | Halifax | 0.134 | 0.136 | 0.138 | 0.14 | 0.142 | 0.052 | 0.053 | 0.054 | 0.055 | 0.056 | 0 | 0 | 0 | 0 | 0 | 0 | 0 | 0 | 0 | 0 | 0.043 | 0.043 | 0.043 | 0.043 | 0.043 | 0.043 | 0.043 | 0.044 | 0.045 | 0.045 | 0 | 0 | 0 | 0 | 0 | 0 | 0 | 0 | 0 | 0
Seaboard | 0.10308 | 0.216 | 0 |  | 623 | 0.045 | 0.01 | 0.04 | 0 | 0.002 | 0.0060833 | 72.2311 | 665 | 675 | 690 | 720 | 720 | Northampton | 0.045 | 0.046 | 0.049 | 0.05 | 0.05 | 0.002 | 0.003 | 0.003 | 0.003 | 0.003 | 0.035 | 0.036 | 0.036 | 0.036 | 0.036 | 0.003 | 0.003 | 0.003 | 0.003 | 0.003 | 0.004 | 0.004 | 0.004 | 0.004 | 0.004 | 0.007 | 0.007 | 0.007 | 0.007 | 0.007 | 0 | 0 | 0 | 0 | 0 | 0 | 0 | 0 | 0 | 0
Seagrove-Ulah Metro Water District | 0.1055 | 0.5 | 0 |  | 2250 | 0.062 | 0.011 | 0.009 | 0.006 | 0.005 | 0.0125 | 27.5556 | 2350 | 2400 | 2450 | 2500 | 2550 | Randolph | 0.108 | 0.11 | 0.113 | 0.115 | 0.117 | 0.008 | 0.009 | 0.009 | 0.01 | 0.01 | 0.007 | 0.007 | 0.008 | 0.008 | 0.009 | 0.03 | 0.032 | 0.034 | 0.036 | 0.038 | 0.01 | 0.01 | 0.01 | 0.01 | 0.01 | 0.05 | 0.052 | 0.054 | 0.056 | 0.058 | 0 | 0 | 0 | 0 | 0 | 0 | 0 | 0 | 0 | 0
Selma | 0.55592 | 1.55 | 0 |  | 6159 | 0.256 | 0.209 | 0 | 0 | 0.066 | 0.024917 | 41.5652 | 6640 | 6972 | 7320 | 7686 | 7686 | Johnston | 0.312 | 0.328 | 0.344 | 0.361 | 0.361 | 0.314 | 0.33 | 0.347 | 0.364 | 0.364 | 0 | 0 | 0 | 0 | 0 | 0 | 0 | 0 | 0 | 0 | 0.112 | 0.112 | 0.112 | 0.112 | 0.112 | 0.172 | 0.172 | 0.172 | 0.172 | 0.172 | 0 | 0 | 0 | 0 | 0 | 0 | 0 | 0 | 0 | 0
Selma - County Line | ERROR | 0 | 0 |  | #N/A | 0 | 0 | 0 | 0 | 0 | #VALUE! | ERROR | 0 | 0 | 0 | 0 | 0 | Johnston | 0 | 0 | 0 | 0 | 0 | 0 | 0 | 0 | 0 | 0 | 0 | 0 | 0 | 0 | 0 | 0 | 0 | 0 | 0 | 0 | 0 | 0 | 0 | 0 | 0 | 0 | 0 | 0 | 0 | 0 | 0 | 0 | 0 | 0 | 0 | 0 | 0 | 0 | 0 | 0
Seven Devils | 0.0395 | 0.195 | 0 |  | 209 | 0.025 | 0.001 | 0 | 0.001 | 0.008 | 0.0045 | 119.6172 | 220 | 240 | 262 | 295 | 321 | Watauga | 0.023 | 0.023 | 0.023 | 0.023 | 0.023 | 0.001 | 0.001 | 0.001 | 0.001 | 0.001 | 0 | 0 | 0 | 0 | 0 | 0.001 | 0.001 | 0.001 | 0.001 | 0.001 | 0.002 | 0.002 | 0.003 | 0.003 | 0.004 | 0.003 | 0.003 | 0.003 | 0.003 | 0.003 | 0 | 0 | 0 | 0 | 0 | 0 | 0 | 0 | 0 | 0
Severn | 0.029167 | 0.288 | 0 |  | 350 | 0.013 | 0 | 0.013 | 0 | 0 | 0.0031667 | 37.1429 | 315 | 325 | 340 | 350 | 350 | Northampton | 0.016 | 0.017 | 0.017 | 0.018 | 0.018 | 0.001 | 0.001 | 0.001 | 0.001 | 0.001 | 0.019 | 0.021 | 0.022 | 0.023 | 0.023 | 0 | 0 | 0 | 0 | 0 | 0 | 0 | 0 | 0 | 0 | 0.003 | 0.003 | 0.003 | 0.003 | 0.003 | 0 | 0 | 0 | 0 | 0 | 0 | 0 | 0 | 0 | 0
Seymour Johnson AFB | ERROR | 0 | 0 |  | #N/A | 0 | 0 | 0 | 0 | 0 | #VALUE! | ERROR | 0 | 0 | 0 | 0 | 0 | Wayne | 0 | 0 | 0 | 0 | 0 | 0 | 0 | 0 | 0 | 0 | 0 | 0 | 0 | 0 | 0 | 0 | 0 | 0 | 0 | 0 | 0 | 0 | 0 | 0 | 0 | 0 | 0 | 0 | 0 | 0 | 0 | 0 | 0 | 0 | 0 | 0 | 0 | 0 | 0 | 0
Shallotte | 0.30617 | 0.75 | 0 |  | 4090 | 0.236 | 0.052 | 0.001 | 0 | 0.001 | 0.016167 | 57.7017 | 4000 | 4078 | 4282 | 4496 | 4721 | Brunswick | 0.312 | 0.327 | 0.344 | 0.361 | 0.379 | 0.078 | 0.082 | 0.086 | 0.09 | 0.095 | 0.002 | 0.002 | 0.002 | 0.002 | 0.002 | 0 | 0 | 0 | 0 | 0 | 0.001 | 0.001 | 0.001 | 0.001 | 0.001 | 0.003 | 0.004 | 0.005 | 0.006 | 0.007 | 0 | 0 | 0 | 0 | 0 | 0 | 0 | 0 | 0 | 0
Shamrock Park Subdivision - City of Claremont | 0.0045 | 0.032 | 0 |  | 180 | 0.004 | 0 | 0 | 0 | 0.001 | -0.0005 | 22.2222 | 186 | 191 | 196 | 201 | 204 | Catawba | 0.005 | 0.005 | 0.006 | 0.006 | 0.006 | 0 | 0 | 0 | 0 | 0 | 0 | 0 | 0 | 0 | 0 | 0 | 0 | 0 | 0 | 0 | 0.001 | 0.001 | 0.001 | 0.001 | 0.001 | 0 | 0 | 0 | 0 | 0 | 0 | 0 | 0 | 0 | 0 | 0 | 0 | 0 | 0 | 0

## Master Data Set 2014 (hidden)
Projection Period Begin Yr (e.g. 2020, 2030, etc) = | 2020 | Historical End Year (i.e. reporting year) = | 2014 | Historical Begin Year = | 2009
Name | Water Withdrawn/Purchased | Available Supply | Water Sold | Pop - Begin Year | Pop - End Year | Demand-Res | Demand-Comm | Demand-Ind | Demand-Inst | Demand-Sys Proc | Demand-UAFW | GPCD-Res | Population2020 | Population2030 | Population2040 | Population2050 | Population2060 | County | Residential2020 | Residential2030 | Residential2040 | Residential2050 | Residential2060 | Commercial2020 | Commercial2030 | Commercial2040 | Commercial2050 | Commercial2060 | Industrial2020 | Industrial2030 | Industrial2040 | Industrial2050 | Industrial2060 | Institutional2020 | Institutional2030 | Institutional2040 | Institutional2050 | Institutional2060 | System Process2020 | System Process2030 | System Process2040 | System Process2050 | System Process2060 | UAFW2020 | UAFW2030 | UAFW2040 | UAFW2050 | UAFW2060 | 2020Future Supplies | 2030Future Supplies | 2040Future Supplies | 2050Future Supplies | 2060Future Supplies | 2020Projected Sales | 2030Projected Sales | 2040Projected Sales | 2050Projected Sales | 2060Projected Sales
Aberdeen | 1.2823 | 1.837 | 0.447 |  | 7200 | 0.493 | 0.169 | 0.028 | 0.036 | 0 | 0.10933 | 68.4722 | 7467 | 8364 | 9367 | 10491 | 12590 | Moore | 0.557 | 0.624 | 0.698 | 0.782 | 0.86 | 0.219 | 0.328 | 0.52 | 0.779 | 1.169 | 0.147 | 0.189 | 0.252 | 0.315 | 0.315 | 0.058 | 0.063 | 0.068 | 0.074 | 0.079 | 0.022 | 0.03 | 0.037 | 0.045 | 0.052 | 0.14 | 0.171 | 0.218 | 0.277 | 0.344 | 0.648 | 0.324 | 0 | 0 | 0 | 0 | 0 | 0 | 0 | 0
Ahoskie | 0.64325 | 2.265 | 0 |  | 5000 | 0.3 | 0.4 | 0.2 | 0.1 | 0.06 | -0.41675 | 60 | 5150 | 5300 | 5500 | 5700 | 5900 | Hertford | 0.47 | 0.479 | 0.53 | 0.589 | 0.7 | 0.071 | 0.072 | 0.074 | 0.081 | 1 | 0.023 | 0.023 | 0.03 | 0.04 | 0.05 | 0.046 | 0.047 | 0.049 | 0.041 | 0.05 | 0.03 | 0.03 | 0.03 | 0.03 | 0.03 | 0.024 | 0.025 | 0.027 | 0.029 | 0.049 | 0 | 0 | 0 | 0 | 0 | 0 | 0 | 0 | 0 | 0
Alamance | 0.056917 | 0.5 | 0 |  | 955 | 0.047 | 0.002 | 0.001 | 0.004 | 0 | 0.0029167 | 49.2147 | 1100 | 1200 | 1320 | 1450 | 1600 | Alamance | 0.063 | 0.068 | 0.075 | 0.083 | 0.091 | 0.003 | 0.004 | 0.004 | 0.005 | 0.005 | 0.003 | 0.003 | 0.003 | 0.004 | 0.004 | 0.005 | 0.005 | 0.006 | 0.006 | 0.006 | 0 | 0 | 0 | 0 | 0 | 0.003 | 0.003 | 0.004 | 0.004 | 0.004 | 0 | 0 | 0 | 0 | 0 | 0 | 0 | 0 | 0 | 0
Albemarle | 5.9867 | 18 | 1.928 |  | 16000 | 0.843 | 0.928 | 1.281 | 0.052 | 0.03 | 0.92467 | 52.6875 | 17000 | 19000 | 21000 | 23000 | 25000 | Stanly | 0.9 | 1 | 1.1 | 1.2 | 1.4 | 0.99 | 1.1 | 1.2 | 1.4 | 1.5 | 1.36 | 1.5 | 1.7 | 1.9 | 2.1 | 0.06 | 0.07 | 0.08 | 0.09 | 0.1 | 0.36 | 0.39 | 0.43 | 0.47 | 0.51 | 1.087 | 1.202 | 1.335 | 1.498 | 1.661 | 0 | 0 | 0 | 0 | 0 | 5 | 0 | -5 | 0 | 0
ALBERTSON WSD | ERROR | 0 | 0 |  | #N/A | 0 | 0 | 0 | 0 | 0 | #VALUE! | ERROR | 0 | 0 | 0 | 0 | 0 | Duplin | 0 | 0 | 0 | 0 | 0 | 0 | 0 | 0 | 0 | 0 | 0 | 0 | 0 | 0 | 0 | 0 | 0 | 0 | 0 | 0 | 0 | 0 | 0 | 0 | 0 | 0 | 0 | 0 | 0 | 0 | 0 | 0 | 0 | 0 | 0 | 0 | 0 | 0 | 0 | 0
Alexander County WD | 0.84608 | 2 | 0.001 |  | 11780 | 0.605 | 0.229 | 0 | 0 | 0.083 | -0.071917 | 51.3582 | 11957 | 12315 | 12684 | 13064 | 13455 | Alexander | 0.61 | 0.628 | 0.647 | 0.667 | 0.686 | 0.231 | 0.238 | 0.245 | 0.253 | 0.26 | 0 | 0 | 0 | 0 | 0 | 0 | 0 | 0 | 0 | 0 | 0.084 | 0.087 | 0.089 | 0.092 | 0.095 | 0.103 | 0.106 | 0.109 | 0.113 | 0.116 | 0 | 0 | 0 | 0 | 0 | 0 | 0 | 0 | 0 | 0
Andrews | 0.69075 | 1.6 | 0 |  | 3275 | 0.35 | 0.11 | 0.07 | 0.008 | 0.06 | 0.09275 | 106.8702 | 4533 | 4902 | 5328 | 5791 | 6210 | Cherokee | 0.45 | 0.49 | 0.53 | 0.58 | 0.62 | 0.135 | 0.15 | 0.165 | 0.18 | 0.195 | 0.037 | 0.04 | 0.045 | 0.049 | 0.055 | 0.004 | 0.004 | 0.004 | 0.005 | 0.005 | 0.095 | 0.1 | 0.1 | 0.1 | 0.1 | 0.127 | 0.138 | 0.149 | 0.161 | 0.172 | 0 | 0 | 0 | 0 | 0 | 0 | 0 | 0 | 0 | 0
Angier | 0.39592 | 2.02 | 0 |  | 6075 | 0.28 | 0.045 | 0.004 | 0.004 | 0.017 | 0.045917 | 46.0905 | 8000 | 10000 | 15000 | 20000 | 25000 | Harnett | 0.4 | 0.487 | 0.731 | 0.974 | 1.2 | 0.061 | 0.085 | 0.1 | 0.125 | 0.15 | 0.006 | 0.01 | 0.013 | 0.016 | 0.019 | 0.006 | 0.01 | 0.012 | 0.015 | 0.018 | 0.006 | 0.008 | 0.009 | 0.01 | 0.011 | 0.077 | 0.12 | 0.148 | 0.23 | 0.24 | 0 | 0 | 0 | 0 | 0 | 0 | 0 | 0 | 0 | 0
Anson Co | 7.3189 | 16 | 4.119 |  | 26161 | 0.731 | 0.355 | 0.457 | 0.296 | 0.575 | 0.78592 | 27.9424 | 24909 | 24094 | 24500 | 25000 | 25500 | Anson | 0.8 | 0.83 | 0.86 | 0.93 | 0.97 | 0.42 | 0.51 | 0.62 | 0.75 | 0.8 | 0.421 | 0.424 | 0.427 | 0.43 | 0.433 | 0.23 | 0.29 | 0.37 | 0.47 | 0.475 | 0.72 | 0.79 | 0.86 | 0.94 | 0.95 | 0.674 | 0.74 | 0.816 | 0.916 | 0.944 | 0 | 0 | 0 | 0 | 0 | 0 | 0 | 0 | 0 | 0
Ansonville | 0.10642 | 0.17 | 0 |  | 1132 | 0.051 | 0.046 | 0 | 0 | 0.005 | 0.0044167 | 45.053 | 1164 | 1222 | 1283 | 1347 | 1414 | Anson | 0.055 | 0.058 | 0.061 | 0.064 | 0.067 | 0.045 | 0.047 | 0.049 | 0.052 | 0.055 | 0 | 0 | 0 | 0 | 0 | 0 | 0 | 0 | 0 | 0 | 0.005 | 0.005 | 0.005 | 0.006 | 0.006 | 0.005 | 0.005 | 0.006 | 0.006 | 0.007 | 0 | 0 | 0 | 0 | 0 | 0 | 0 | 0 | 0 | 0
Apex | 3.585 | 8.5 | 0.009 |  | 44348 | 2.031 | 0.768 | 0 | 0 | 0.56 | 0.217 | 45.7969 | 51960 | 73100 | 100470 | 109190 | 112240 | Wake | 3.1 | 4.4 | 6 | 6.5 | 6.7 | 0.8 | 1.2 | 1.6 | 1.8 | 1.8 | 0 | 0 | 0 | 0 | 0 | 0 | 0 | 0 | 0 | 0 | 0.6 | 0.9 | 1.2 | 1.4 | 1.4 | 0.291 | 0.42 | 0.569 | 0.627 | 0.64 | 2.13 | 0 | 0 | 0 | 0 | 0 | 0 | 0 | 0 | 0
Appalachian State University | 0.30483 | 2 | 0 |  | 11500 | 0 | 0 | 0 | 0.28 | 0.001 | 0.023833 | 0 | 15000 | 17000 | 19000 | 20000 | 20000 | Watauga | 0 | 0 | 0 | 0 | 0 | 0 | 0 | 0 | 0 | 0 | 0 | 0 | 0 | 0 | 0 | 0.4 | 0.5 | 0.6 | 0.7 | 0.8 | 0.01 | 0.01 | 0.01 | 0.01 | 0.01 | 0.01 | 0.08 | 0.08 | 0.08 | 0.08 | 0 | 0 | 0 | 0 | 0 | 0 | 0 | 0 | 0 | 0
Archdale | 0.86192 | 1.45 | 0.00068493 |  | 11415 | 0.545 | 0.09 | 0.06 | 0.029 | 0.002 | 0.13523 | 47.7442 | 13000 | 14000 | 15000 | 16000 | 17000 | Randolph | 0.69 | 0.7 | 0.705 | 0.715 | 0.72 | 0.155 | 0.16 | 0.165 | 0.17 | 0.175 | 0.035 | 0.035 | 0.035 | 0.035 | 0.035 | 0.04 | 0.042 | 0.044 | 0.045 | 0.045 | 0.007 | 0.007 | 0.007 | 0.007 | 0.007 | 0.18 | 0.184 | 0.19 | 0.195 | 0.2 | 0 | 0 | 0 | 0 | 0 | 0 | 0 | 0 | 0 | 0
Asheboro | 4.2167 | 19.5 | 0.139 |  | 25381 | 1.373 | 0.21 | 1.501 | 0.134 | 0.61 | 0.24967 | 54.0956 | 30689 | 34128 | 37878 | 41627 | 45000 | Randolph | 2.547 | 2.833 | 3.144 | 3.455 | 3.7 | 1.865 | 2.144 | 2.466 | 2.836 | 3.2 | 1.872 | 2.247 | 2.697 | 3.235 | 3.5 | 0.317 | 0.349 | 0.384 | 0.422 | 0.5 | 0.18 | 0.19 | 0.2 | 0.21 | 0.22 | 0.406 | 0.464 | 0.532 | 0.608 | 0.665 | 0 | 0 | 0 | 0 | 0 | 0 | 0 | 0 | 0 | 0
Asheville | 19.8317 | 61.2 | 0.553 |  | 125000 | 7.875 | 3.461 | 1.627 | 0.488 | 0.74 | 5.0877 | 63 | 135357 | 149518 | 165161 | 182441 | 201528 | Buncombe | 8.527 | 9.42 | 10.405 | 11.494 | 12.696 | 3.748 | 4.14 | 4.573 | 5.051 | 5.58 | 1.693 | 1.78 | 1.871 | 1.967 | 2.067 | 0.528 | 0.584 | 0.645 | 0.712 | 0.787 | 0.801 | 0.885 | 0.978 | 1.08 | 1.193 | 6.708 | 7.051 | 7.412 | 7.791 | 8.19 | 0 | 0 | 0 | 0 | 0 | 0 | 0 | 0 | 0 | 0
Atlantic Beach | 0.63275 | 1.74 | 0 |  | 6380 | 0.453 | 0.094 | 0 | 0.007 | 0.05 | 0.02875 | 71.0031 | 6444 | 6540 | 6670 | 6736 | 6940 | Carteret | 0.503 | 0.57 | 0.587 | 0.605 | 0.623 | 0.094 | 0.095 | 0.096 | 0.099 | 0.102 | 0 | 0 | 0 | 0 | 0 | 0.007 | 0.007 | 0.007 | 0.01 | 0.012 | 0.025 | 0.025 | 0.025 | 0.025 | 0.028 | 0.164 | 0.169 | 0.173 | 0.179 | 0.185 | 0 | 0 | 0 | 0 | 0 | 0 | 0 | 0 | 0 | 0
Aulander | 0.12425 | 0.504 | 0 |  | 1438 | 0.1 | 0.01 | 0.004 | 0.003 | 0.005 | 0.00225 | 69.541 | 1375 | 1325 | 1250 | 1200 | 1150 | Bertie | 0.083 | 0.08 | 0.075 | 0.072 | 0.07 | 0.004 | 0.004 | 0.004 | 0.004 | 0.004 | 0.004 | 0.004 | 0.004 | 0.004 | 0.004 | 0.002 | 0.002 | 0.002 | 0.002 | 0.002 | 0 | 0 | 0 | 0 | 0 | 0.023 | 0.022 | 0.021 | 0.02 | 0.019 | 0 | 0 | 0 | 0 | 0 | 0 | 0 | 0 | 0 | 0
Aurora | 0.052417 | 0.36 | 0 |  | 518 | 0.019 | 0.01 | 0 | 0.003 | 0 | 0.020417 | 36.6795 | 610 | 625 | 640 | 650 | 650 | Beaufort | 0.032 | 0.032 | 0.035 | 0.037 | 0.037 | 0.011 | 0.013 | 0.014 | 0.015 | 0.017 | 0 | 0 | 0 | 0 | 0 | 0.003 | 0.003 | 0.003 | 0.003 | 0.003 | 0.004 | 0.004 | 0.004 | 0.004 | 0.004 | -0.006 | -0.007 | -0.007 | -0.008 | -0.008 | 0 | 0 | 0 | 0 | 0 | 0 | 0 | 0 | 0 | 0
Autryville | 0.025917 | 0.05 | 0.004 |  | 200 | 0.007 | 0.005 | 0 | 0 | 0 | 0.0099167 | 35 | 466 | 480 | 490 | 500 | 520 | Sampson | 0.025 | 0.027 | 0.027 | 0.028 | 0.029 | 0.004 | 0.004 | 0.005 | 0.006 | 0.007 | 0 | 0 | 0 | 0 | 0 | 0.001 | 0.001 | 0.002 | 0.002 | 0.002 | 0.001 | 0.001 | 0.001 | 0.001 | 0.001 | 0.021 | 0.022 | 0.023 | 0.025 | 0.026 | 0 | 0 | 0 | 0 | 0 | 0 | 0 | 0 | 0 | 0
Ayden | 0.45533 | 1.171 | 0 |  | 5022 | 0.261 | 0.062 | 0.02 | 0.02 | 0.003 | 0.089333 | 51.9713 | 5302 | 5773 | 6100 | 6590 | 7090 | Pitt | 0.265 | 0.27 | 0.284 | 0.311 | 0.321 | 0.068 | 0.072 | 0.078 | 0.082 | 0.087 | 0.02 | 0.024 | 0.027 | 0.031 | 0.035 | 0.021 | 0.025 | 0.029 | 0.032 | 0.038 | 0.004 | 0.004 | 0.004 | 0.005 | 0.006 | 0.117 | 0.122 | 0.13 | 0.142 | 0.15 | 0 | 0 | 0 | 0 | 0 | 0 | 0 | 0 | 0 | 0
Badin Shores Resort | 0.050833 | 0.068 | 0 |  | 250 | 0.05 | 0 | 0 | 0 | 0 | 0.00083333 | 200 | 500 | 525 | 550 | 600 | 600 | Montgomery | 0.048 | 0.048 | 0.048 | 0.048 | 0.048 | 0 | 0 | 0 | 0 | 0 | 0 | 0 | 0 | 0 | 0 | 0 | 0 | 0 | 0 | 0 | 0 | 0 | 0 | 0 | 0 | 0.006 | 0.006 | 0.006 | 0.006 | 0.006 | 0 | 0 | 0 | 0 | 0 | 0 | 0 | 0 | 0 | 0
Bailey | 0.05 | 0.295 | 0 |  | 567 | 0.027 | 0.007 | 0 | 0.003 | 0.008 | 0.005 | 47.619 | 600 | 600 | 600 | 600 | 600 | Nash | 0.029 | 0.031 | 0.033 | 0.035 | 0.037 | 0.008 | 0.01 | 0.012 | 0.014 | 0.016 | 0 | 0 | 0 | 0 | 0 | 0.004 | 0.004 | 0.004 | 0.004 | 0.004 | 0.009 | 0.009 | 0.009 | 0.009 | 0.009 | 0.006 | 0.006 | 0.006 | 0.007 | 0.007 | 0 | 0 | 0 | 0 | 0 | 0 | 0 | 0 | 0 | 0
Bakersville | 0.068 | 0.072 | 0 |  | 464 | 0.028 | 0.015 | 0 | 0.005 | 0.001 | 0.019 | 60.3448 | 484 | 504 | 524 | 544 | 564 | Mitchell | 0.027 | 0.029 | 0.031 | 0.033 | 0.035 | 0.011 | 0.012 | 0.013 | 0.014 | 0.015 | 0 | 0 | 0 | 0 | 0 | 0.005 | 0.006 | 0.007 | 0.008 | 0.009 | 0 | 0 | 0 | 0 | 0 | 0.016 | 0.017 | 0.019 | 0.02 | 0.022 | 0.029 | 0 | 0 | 0 | 0 | 0 | 0 | 0 | 0 | 0
Banner Elk | 0.21167 | 0.366 | 0.022 |  | 1075 | 0.04 | 0.026 | 0 | 0.001 | 0.001 | 0.12167 | 37.2093 | 1082 | 1121 | 1160 | 1202 | 1244 | Avery | 0.047 | 0.048 | 0.05 | 0.052 | 0.054 | 0.026 | 0.027 | 0.028 | 0.029 | 0.03 | 0 | 0 | 0 | 0 | 0 | 0.002 | 0.002 | 0.002 | 0.002 | 0.002 | 0.002 | 0.002 | 0.002 | 0.002 | 0.002 | 0.136 | 0.139 | 0.145 | 0.15 | 0.155 | 0 | 0 | 0 | 0 | 0 | 0 | 0 | 0 | 0 | 0
Bath | 0.020583 | 0.166 | 0 |  | 290 | 0.011 | 0.002 | 0 | 0.004 | 0.001 | 0.0025833 | 37.931 | 320 | 330 | 340 | 350 | 360 | Beaufort | 0.015 | 0.016 | 0.018 | 0.02 | 0.022 | 0.003 | 0.004 | 0.005 | 0.006 | 0.007 | 0 | 0 | 0 | 0 | 0 | 0.004 | 0.004 | 0.004 | 0.005 | 0.005 | 0.001 | 0.001 | 0.001 | 0.001 | 0.001 | 0.002 | 0.002 | 0.002 | 0.002 | 0.002 | 0 | 0 | 0 | 0 | 0 | 0 | 0 | 0 | 0 | 0
Baton WC | 0.39783 | 0.333 | 0.016 |  | 7208 | 0.371 | 0.016 | 0.001 | 0.015 | 0 | -0.021167 | 51.4706 | 7295 | 7441 | 7590 | 7742 | 7897 | Caldwell | 0.375 | 0.382 | 0.389 | 0.396 | 0.403 | 0.023 | 0.024 | 0.025 | 0.026 | 0.027 | 0.002 | 0.002 | 0.002 | 0.002 | 0.003 | 0.022 | 0.023 | 0.024 | 0.025 | 0.026 | 0 | 0 | 0 | 0 | 0 | 0.084 | 0.086 | 0.087 | 0.089 | 0.091 | 0 | 0 | 0 | 0 | 0 | 0 | 0 | 0 | 0 | 0
Bayleaf Master | 1.6845 | 3.868 | 0 |  | 15155 | 1.287 | 0.053 | 0 | 0 | 0.029 | 0.3155 | 84.9225 | 15458 | 15858 | 16175 | 16498 | 16828 | Wake | 1.314 | 1.349 | 1.377 | 1.415 | 1.444 | 0.055 | 0.06 | 0.065 | 0.07 | 0.08 | 0 | 0 | 0 | 0 | 0 | 0 | 0 | 0 | 0 | 0 | 0 | 0 | 0 | 0 | 0 | 0.148 | 0.152 | 0.156 | 0.161 | 0.165 | 0.498 | 0 | 0 | 0 | 0 | 0 | 0 | 0 | 0 | 0
Beaufort | 0.41042 | 1.494 | 0 |  | 4539 | 0.255 | 0.066 | 0.013 | 0.006 | 0.03 | 0.040417 | 56.1798 | 4500 | 4815 | 5152 | 5515 | 5900 | Carteret | 0.289 | 0.31 | 0.33 | 0.354 | 0.38 | 0.075 | 0.08 | 0.09 | 0.1 | 0.11 | 0 | 0 | 0 | 0 | 0 | 0.02 | 0.023 | 0.025 | 0.03 | 0.032 | 0.04 | 0.041 | 0.054 | 0.067 | 0.08 | 0.038 | 0.041 | 0.054 | 0.067 | 0.08 | 0 | 0 | 0 | 0 | 0 | 0 | 0 | 0 | 0 | 0
Beaufort Co (Northside) | 1.3258 | 1.647 | 0.004274 |  | 21487 | 0.987 | 0.04 | 0 | 0 | 0.135 | 0.15956 | 45.9348 | 21200 | 21500 | 22000 | 22500 | 23000 | Beaufort | 1.165 | 1.201 | 1.237 | 1.273 | 1.309 | 0.057 | 0.058 | 0.059 | 0.06 | 0.061 | 0 | 0 | 0 | 0 | 0 | 0 | 0 | 0 | 0 | 0 | 0.16 | 0.162 | 0.164 | 0.166 | 0.168 | 0.191 | 0.197 | 0.202 | 0.208 | 0.213 | 0.6 | 0 | 0 | 0 | 0 | 0.6 | 0 | 0 | 0 | 0
Beaufort Co (Southside) | 0.7325 | 2.52 | 0 |  | 8869 | 0.391 | 0.009 | 0.039 | 0 | 0.192 | 0.1015 | 44.0861 | 10000 | 10100 | 10200 | 10300 | 10400 | Beaufort | 0.45 | 0.455 | 0.46 | 0.465 | 0.47 | 0.01 | 0.01 | 0.01 | 0.01 | 0.01 | 0.045 | 0.046 | 0.047 | 0.048 | 0.049 | 0 | 0 | 0 | 0 | 0 | 0.194 | 0.196 | 0.198 | 0.2 | 0.202 | 0.112 | 0.113 | 0.114 | 0.116 | 0.117 | 0.6 | 0 | 0 | 0 | 0 | 0.6 | 0 | 0 | 0 | 0
Beech Mountain | 0.36408 | 0.3 | 0 |  | 340 | 0.1 | 0.015 | 0 | 0 | 0.05 | 0.19908 | 294.1176 | 402 | 505 | 608 | 711 | 815 | Watauga | 0.121 | 0.151 | 0.182 | 0.212 | 0.243 | 0.018 | 0.023 | 0.027 | 0.032 | 0.036 | 0 | 0 | 0 | 0 | 0 | 0.002 | 0.002 | 0.002 | 0.002 | 0.002 | 0.03 | 0.03 | 0.03 | 0.03 | 0.03 | 0.17 | 0.16 | 0.16 | 0.16 | 0.16 | 2 | 0 | 0 | 0 | 0 | 1.8 | 0 | 0 | 0 | 0
Belhaven | 0.17025 | 0.448 | 0 |  | 1960 | 0.091 | 0.031 | 0.006 | 0.01 | 0.01 | 0.02225 | 46.4286 | 1800 | 1836 | 1891 | 1985 | 2144 | Beaufort | 0.08 | 0.085 | 0.089 | 0.093 | 0.095 | 0.031 | 0.032 | 0.034 | 0.035 | 0.036 | 0.006 | 0.007 | 0.008 | 0.008 | 0.008 | 0.011 | 0.011 | 0.012 | 0.013 | 0.014 | 0.005 | 0.006 | 0.006 | 0.007 | 0.008 | 0.078 | 0.082 | 0.088 | 0.093 | 0.101 | 0 | 0 | 0 | 0 | 0 | 0 | 0 | 0 | 0 | 0
Bell Arthur WC | 0.59725 | 2.209 | 0 |  | 9649 | 0.529 | 0.002 | 0 | 0.001 | 0.036 | 0.02925 | 54.8243 | 9800 | 9900 | 10000 | 10500 | 10550 | Pitt | 0.625 | 0.65 | 0.75 | 0.9 | 0.95 | 0.002 | 0.023 | 0.025 | 0.033 | 0.035 | 0 | 0 | 0 | 0 | 0 | 0.001 | 0.002 | 0.002 | 0.003 | 0.003 | 0.04 | 0.045 | 0.05 | 0.055 | 0.06 | 0.035 | 0.037 | 0.042 | 0.05 | 0.053 | 0 | 0 | 0 | 0 | 0 | 0 | 0 | 0 | 0 | 0
Belmont | 1.752 | 10 | 0 |  | 10076 | 0.602 | 0.173 | 0.344 | 0.199 | 0.152 | 0.282 | 59.7459 | 11819 | 13717 | 15919 | 18474 | 21440 | Gaston | 0.745 | 0.908 | 1.107 | 1.35 | 1.645 | 0.214 | 0.261 | 0.319 | 0.388 | 0.473 | 0.383 | 0.467 | 0.569 | 0.694 | 0.846 | 0.178 | 0.217 | 0.265 | 0.323 | 0.393 | 0.191 | 0.233 | 0.284 | 0.346 | 0.346 | 0.305 | 0.372 | 0.454 | 0.554 | 0.661 | 0 | 0 | 0 | 0 | 0 | 0 | 0 | 0 | 0 | 0
Belvedere | 0.18175 | 0.335 | 0 |  | 2978 | 0.186 | 0.002 | 0 | 0 | 0.009 | -0.01525 | 62.458 | 3200 | 3200 | 3200 | 3200 | 3200 | Pender | 0.301 | 0.301 | 0.301 | 0.301 | 0.301 | 0.002 | 0.002 | 0.002 | 0.002 | 0.002 | 0 | 0 | 0 | 0 | 0 | 0 | 0 | 0 | 0 | 0 | 0.009 | 0.009 | 0.009 | 0.009 | 0.009 | 0.016 | 0.016 | 0.016 | 0.016 | 0.016 | 0.144 | 0 | 0 | 0 | 0 | 0 | 0 | 0 | 0 | 0
Benson | 0.743 | 1.04 | 0.01 |  | 3311 | 0.325 | 0.107 | 0.136 | 0.05 | 0.05 | 0.065 | 98.1577 | 3375 | 3440 | 3510 | 3590 | 3700 | Johnston | 0.351 | 0.357 | 0.363 | 0.373 | 0.38 | 0.108 | 0.108 | 0.108 | 0.108 | 0.108 | 0.155 | 0.157 | 0.159 | 0.165 | 0.175 | 0.05 | 0.06 | 0.06 | 0.07 | 0.07 | 0.005 | 0.004 | 0.004 | 0.003 | 0.003 | 0.185 | 0.189 | 0.192 | 0.199 | 0.203 | 0 | 0 | 0 | 0 | 0 | 0 | 0 | 0 | 0 | 0
Bertie County RWS | 1.1992 | 2.563 | 0.053 |  | 10750 | 0.552 | 0.07 | 0.179 | 0.135 | 0.001 | 0.20925 | 51.3488 | 11362 | 11476 | 11706 | 11823 | 11942 | Bertie | 0.417 | 0.421 | 0.426 | 0.43 | 0.434 | 0.023 | 0.024 | 0.025 | 0.026 | 0.027 | 0.203 | 0.205 | 0.207 | 0.209 | 0.211 | 0.09 | 0.09 | 0.09 | 0.09 | 0.09 | 0.001 | 0.001 | 0.001 | 0.001 | 0.001 | 0.1 | 0.1 | 0.115 | 0.12 | 0.125 | 0 | 0 | 0 | 0 | 0 | 0 | 0 | 0 | 0 | 0
Bessemer City | 1.2127 | 2.2 | 0 |  | 5441 | 0.265 | 0.025 | 0.619 | 0.017 | 0.095 | 0.19167 | 48.7043 | 5600 | 5800 | 6000 | 6200 | 6400 | Gaston | 0.29 | 0.31 | 0.325 | 0.35 | 0.375 | 0.055 | 0.058 | 0.061 | 0.064 | 0.067 | 0.82 | 0.83 | 0.84 | 0.85 | 0.86 | 0.021 | 0.023 | 0.025 | 0.028 | 0.03 | 0.44 | 0.45 | 0.46 | 0.47 | 0.48 | -0.65 | -0.668 | -0.684 | -0.704 | -0.724 | 0 | 0 | 0 | 0 | 0 | 0 | 0 | 0 | 0 | 0
Bethel | 0.09375 | 0.486 | 0 |  | 1640 | 0.044 | 0.009 | 0.004 | 0.014 | 0.007 | 0.01575 | 26.8293 | 1825 | 1930 | 2020 | 2200 | 2300 | Pitt | 0.046 | 0.048 | 0.052 | 0.055 | 0.06 | 0.009 | 0.01 | 0.012 | 0.012 | 0.014 | 0.008 | 0.008 | 0.008 | 0.008 | 0.008 | 0.012 | 0.016 | 0.015 | 0.016 | 0.018 | 0.005 | 0.005 | 0.005 | 0.005 | 0.005 | 0.019 | 0.02 | 0.021 | 0.022 | 0.024 | 0 | 0 | 0 | 0 | 0 | 0 | 0 | 0 | 0 | 0
Beulaville | 0.13642 | 0.36 | 0 |  | 1342 | 0.06 | 0.029 | 0.011 | 0.004 | 0.015 | 0.017417 | 44.7094 | 1425 | 1513 | 1607 | 1707 | 1813 | Duplin | 0.065 | 0.07 | 0.075 | 0.075 | 0.08 | 0.03 | 0.035 | 0.035 | 0.039 | 0.039 | 0.015 | 0.017 | 0.019 | 0.021 | 0.022 | 0.004 | 0.005 | 0.005 | 0.006 | 0.006 | 0.015 | 0.015 | 0.015 | 0.015 | 0.015 | 0.018 | 0.02 | 0.021 | 0.022 | 0.023 | 0 | 0 | 0 | 0 | 0 | 0 | 0 | 0 | 0 | 0
Big Lick Road | 0.015667 | 0.055 | 0 |  | 255 | 0.012 | 0.002 | 0 | 0 | 0.003 | -0.0013333 | 47.0588 | 357 | 410 | 410 | 410 | 410 | Stanly | 0.014 | 0.016 | 0.016 | 0.016 | 0.016 | 0.003 | 0.003 | 0.003 | 0.003 | 0.003 | 0 | 0 | 0 | 0 | 0 | 0 | 0 | 0 | 0 | 0 | 0.001 | 0.001 | 0.001 | 0.001 | 0.001 | 0.002 | 0.002 | 0.002 | 0.002 | 0.002 | 0 | 0 | 0 | 0 | 0 | 0 | 0 | 0 | 0 | 0
Biltmore Forest | 0.16217 | 0.35 | 0 |  | 1526 | 0.132 | 0.015 | 0 | 0.005 | 0 | 0.010167 | 86.5007 | 1610 | 1650 | 1710 | 1760 | 1810 | Buncombe | 0.19 | 0.198 | 0.2 | 0.21 | 0.22 | 0.018 | 0.021 | 0.024 | 0.027 | 0.03 | 0 | 0 | 0 | 0 | 0 | 0.007 | 0.008 | 0.01 | 0.012 | 0.014 | 0 | 0 | 0 | 0 | 0 | 0.015 | 0.015 | 0.016 | 0.017 | 0.018 | 0 | 0 | 0 | 0 | 0 | 0 | 0 | 0 | 0 | 0
Biscoe | 0.24667 | 0.8 | 0 |  | 1035 | 0.11 | 0.04 | 0.07 | 0.01 | 0 | 0.016667 | 106.2802 | 2104 | 2336 | 2617 | 2930 | 3230 | Montgomery | 0.11 | 0.12 | 0.16 | 0.179 | 0.197 | 0.04 | 0.069 | 0.085 | 0.104 | 0.12 | 0.056 | 0.263 | 0.294 | 0.328 | 0.361 | 0.02 | 0.006 | 0.006 | 0.006 | 0.006 | 0 | 0 | 0 | 0 | 0 | 0.034 | 0.07 | 0.083 | 0.094 | 0.104 | 0 | 0 | 0 | 0 | 0 | 0 | 0 | 0 | 0 | 0
Black Creek | 0.47033 | 0.648 | 0.348 |  | 1795 | 0.123 | 0.025 | 0 | 0 | 0.007 | -0.032667 | 68.5237 | 1800 | 1810 | 1830 | 1845 | 1855 | Wilson | 0.48 | 0.481 | 0.487 | 0.491 | 0.493 | 0.03 | 0.03 | 0.03 | 0.03 | 0.03 | 0 | 0 | 0 | 0 | 0 | 0 | 0 | 0 | 0 | 0 | 0.007 | 0.007 | 0.007 | 0.007 | 0.007 | -0.356 | -0.357 | -0.361 | -0.364 | -0.365 | 0.36 | 0 | 0 | 0 | 0 | 0 | 0 | 0 | 0 | 0
Black Mountain | 0.69433 | 1.345 | 0 |  | 8160 | 0.53 | 0.06 | 0 | 0 | 0.002 | 0.10233 | 64.951 | 10239 | 11480 | 12871 | 14430 | 15005 | Buncombe | 0.626 | 0.701 | 0.786 | 0.888 | 0.996 | 0.157 | 0.177 | 0.198 | 0.222 | 0.246 | 0 | 0 | 0 | 0 | 0 | 0 | 0 | 0 | 0 | 0 | 0 | 0 | 0 | 0 | 0 | 0.059 | 0.066 | 0.074 | 0.083 | 0.093 | 0 | 0 | 0 | 0 | 0 | 0 | 0 | 0 | 0 | 0
Bladen Bluffs - LCFWSA | 1.4058 | 6 | 1.312 |  | 0 | 0 | 0 | 0 | 0 | 0.04 | 0.053833 | ERROR | 0 | 0 | 0 | 0 | 0 | Bladen | 0 | 0 | 0 | 0 | 0 | 0 | 0 | 0 | 0 | 0 | 0 | 0 | 0 | 0 | 0 | 0 | 0 | 0 | 0 | 0 | 0.039 | 0.039 | 0.039 | 0.039 | 0.039 | 0.09 | 0.09 | 0.09 | 0.09 | 0.09 | 0 | 0 | 0 | 0 | 0 | 0 | 0 | 0 | 0 | 0
Bladen Co WD (East Bladen) | 0.22558 | 0.607 | 0 |  | 1500 | 0.165 | 0.054 | 0 | 0 | 0 | 0.0065833 | 110 | 800 | 850 | 900 | 950 | 1000 | Bladen | 0.15 | 0.15 | 0.15 | 0.15 | 0.15 | 0.02 | 0.02 | 0.02 | 0.02 | 0.02 | 0 | 0 | 0 | 0 | 0 | 0 | 0 | 0 | 0 | 0 | 0 | 0 | 0 | 0 | 0 | 0.025 | 0.026 | 0.028 | 0.029 | 0.029 | 0 | 0 | 0 | 0 | 0 | 0 | 0 | 0 | 0 | 0
Bladen Co WD (West Bladen) | 1.3666 | 1.744 | 0 |  | 6012 | 0.792 | 0.624 | 0.1 | 0 | 0 | -0.14942 | 131.7365 | 4800 | 5000 | 5300 | 5500 | 5600 | Bladen | 0.15 | 0.15 | 0.15 | 0.15 | 0.15 | 0.02 | 0.02 | 0.02 | 0.02 | 0.02 | 0 | 0 | 0 | 0 | 0 | 0 | 0 | 0 | 0 | 0 | 0 | 0 | 0 | 0 | 0 | 0.043 | 0.045 | 0.048 | 0.05 | 0.052 | 0 | 0 | 0 | 0 | 0 | 0 | 0 | 0 | 0 | 0
Bladenboro | 0.1925 | 0.736 | 0 |  | 1780 | 0.128 | 0.01 | 0.006 | 0.004 | 0.003 | 0.0415 | 71.9101 | 1800 | 1850 | 1900 | 1950 | 2000 | Bladen | 0.132 | 0.133 | 0.134 | 0.135 | 0.136 | 0.012 | 0.012 | 0.013 | 0.014 | 0.014 | 0.006 | 0.006 | 0.007 | 0.007 | 0.008 | 0.004 | 0.005 | 0.005 | 0.006 | 0.006 | 0.004 | 0.004 | 0.005 | 0.005 | 0.006 | 0.013 | 0.013 | 0.013 | 0.013 | 0.014 | 0 | 0 | 0 | 0 | 0 | 0 | 0 | 0 | 0 | 0
Blowing Rock | 0.61667 | 0.4 | 0 |  | 1277 | 0.128 | 0.17 | 0 | 0 | 0.013 | 0.30567 | 100.2349 | 1303 | 1368 | 1436 | 1508 | 1583 | Watauga | 0.138 | 0.145 | 0.152 | 0.16 | 0.168 | 0.117 | 0.123 | 0.129 | 0.136 | 0.142 | 0 | 0 | 0 | 0 | 0 | 0 | 0 | 0 | 0 | 0 | 0.015 | 0.016 | 0.017 | 0.018 | 0.019 | 0.113 | 0.119 | 0.125 | 0.131 | 0.138 | 0 | 0 | 0 | 0 | 0 | 0 | 0 | 0 | 0 | 0
Blue Ridge WA | 0.66067 | 1 | 0 |  | 7825 | 0.406 | 0.127 | 0.05 | 0 | 0.001 | 0.076667 | 51.885 | 7883 | 8466 | 9093 | 9766 | 10488 | Wilkes | 0.409 | 0.439 | 0.471 | 0.505 | 0.542 | 0.128 | 0.129 | 0.13 | 0.131 | 0.132 | 0.05 | 0.051 | 0.051 | 0.052 | 0.052 | 0 | 0 | 0 | 0 | 0 | 0.001 | 0.001 | 0.001 | 0.001 | 0.001 | 0.078 | 0.082 | 0.086 | 0.091 | 0.096 | 0.25 | 0 | 0 | 0 | 0 | 0 | 0 | 0 | 0 | 0
Boardman | 0.0083333 | 0.015 | 0 |  | 200 | 0.008 | 0 | 0 | 0 | 0 | 0.00033333 | 40 | 200 | 200 | 200 | 200 | 200 | Columbus | 0.008 | 0.008 | 0.008 | 0.008 | 0.008 | 0.001 | 0.001 | 0.001 | 0.001 | 0.001 | 0 | 0 | 0 | 0 | 0 | 0 | 0 | 0 | 0 | 0 | 0 | 0 | 0 | 0 | 0 | 0 | 0.001 | 0.001 | 0.001 | 0.001 | 0 | 0 | 0 | 0 | 0 | 0 | 0 | 0 | 0 | 0
Bogue Banks Water Corp | 1.7348 | 5.243 | 0 |  | 4995 | 1.001 | 0.167 | 0 | 0 | 0.379 | 0.18783 | 200.4004 | 5100 | 5200 | 5300 | 5400 | 5500 | Carteret | 1.05 | 1.1 | 1.15 | 1.2 | 1.25 | 0.175 | 0.18 | 0.185 | 0.19 | 0.2 | 0 | 0 | 0 | 0 | 0 | 0 | 0 | 0 | 0 | 0 | 0.2 | 0.2 | 0.2 | 0.2 | 0.2 | 0.314 | 0.326 | 0.338 | 0.351 | 0.364 | 0 | 0 | 0 | 0 | 0 | 0 | 0 | 0 | 0 | 0
Boiling Springs | 0.357 | 1 | 0 |  | 4626 | 0.16 | 0.045 | 0.01 | 0.11 | 0.01 | 0.022 | 34.5871 | 4700 | 5000 | 5300 | 5600 | 5900 | Cleveland | 0.165 | 0.175 | 0.185 | 0.195 | 0.205 | 0.046 | 0.05 | 0.054 | 0.058 | 0.062 | 0.011 | 0.012 | 0.013 | 0.014 | 0.015 | 0.112 | 0.116 | 0.12 | 0.124 | 0.128 | 0.01 | 0.01 | 0.01 | 0.01 | 0.01 | 0.023 | 0.024 | 0.025 | 0.026 | 0.028 | 0 | 0 | 0 | 0 | 0 | 0 | 0 | 0 | 0 | 0
Bolton | 0.12083 | 0.4 | 0 |  | 690 | 0.036 | 0 | 0 | 0 | 0.002 | 0.082833 | 52.1739 | 708 | 722 | 736 | 751 | 766 | Columbus | 0.026 | 0.026 | 0.026 | 0.026 | 0.026 | 0 | 0 | 0 | 0 | 0 | 0 | 0 | 0 | 0 | 0 | 0 | 0 | 0 | 0 | 0 | 0 | 0 | 0 | 0 | 0 | 0.078 | 0.078 | 0.078 | 0.078 | 0.078 | 0 | 0 | 0 | 0 | 0 | 0 | 0 | 0 | 0 | 0
Boone | 1.5948 | 3 | 0 |  | 18280 | 0.394 | 0.628 | 0.045 | 0.081 | 0.15 | 0.29675 | 21.5536 | 18875 | 20483 | 23146 | 26155 | 28247 | Watauga | 1.017 | 1.05 | 1.165 | 1.294 | 1.4 | 0.917 | 1 | 1.08 | 1.14 | 1.23 | 0.075 | 0.08 | 0.085 | 0.09 | 0.097 | 0.25 | 0.33 | 0.04 | 0.045 | 0.05 | 0.041 | 0.05 | 0.06 | 0.075 | 0.081 | 0.602 | 0.657 | 0.636 | 0.692 | 0.75 | 4.5 | 0 | 0 | 0 | 0 | 0 | 0 | 0 | 0 | 0
Boonville | 0.16675 | 0.353 | 0 |  | 1228 | 0.068 | 0.044 | 0 | 0.025 | 0.003 | 0.02675 | 55.3746 | 1239 | 1264 | 1289 | 1315 | 1341 | Yadkin | 0.077 | 0.079 | 0.082 | 0.084 | 0.087 | 0.044 | 0.046 | 0.048 | 0.051 | 0.054 | 0 | 0 | 0 | 0 | 0 | 0.026 | 0.028 | 0.03 | 0.035 | 0.038 | 0.004 | 0.005 | 0.006 | 0.007 | 0.007 | 0.024 | 0.025 | 0.026 | 0.027 | 0.028 | 0 | 0 | 0 | 0 | 0 | 0 | 0 | 0 | 0 | 0
Bostic | 0.053167 | 0.33 | 0.004 |  | 837 | 0.043 | 0 | 0 | 0 | 0.003 | 0.0031667 | 51.374 | 916 | 1064 | 1230 | 1430 | 1660 | Rutherford | 0.047 | 0.055 | 0.063 | 0.074 | 0.085 | 0 | 0 | 0 | 0 | 0 | 0 | 0 | 0 | 0 | 0 | 0 | 0 | 0 | 0 | 0 | 0.001 | 0.002 | 0.002 | 0.003 | 0.003 | 0.002 | 0.003 | 0.003 | 0.004 | 0.043 | 0 | 0 | 0 | 0 | 0 | 0 | 0 | 0 | 0 | 0
Bragg Communities | ERROR | 0 | 0 |  | #N/A | 0 | 0 | 0 | 0 | 0 | #VALUE! | ERROR | 0 | 0 | 0 | 0 | 0 | Harnett | 0 | 0 | 0 | 0 | 0 | 0 | 0 | 0 | 0 | 0 | 0 | 0 | 0 | 0 | 0 | 0 | 0 | 0 | 0 | 0 | 0 | 0 | 0 | 0 | 0 | 0 | 0 | 0 | 0 | 0 | 0 | 0 | 0 | 0 | 0 | 0 | 0 | 0 | 0 | 0
Brentwood-Highway 64 | 0.39533 | 0.5 | 0 |  | 5360 | 0.293 | 0.007 | 0.004 | 0.002 | 0.029 | 0.060333 | 54.6642 | 5360 | 5360 | 5360 | 5360 | 5360 | Burke | 0.293 | 0.293 | 0.293 | 0.293 | 0.293 | 0.007 | 0.007 | 0.007 | 0.007 | 0.007 | 0.004 | 0.004 | 0.004 | 0.004 | 0.004 | 0.002 | 0.002 | 0.002 | 0.002 | 0.002 | 0.029 | 0.029 | 0.029 | 0.029 | 0.029 | 0.06 | 0.06 | 0.06 | 0.06 | 0.06 | 0.12 | 0 | 0 | 0 | 0 | 0 | 0 | 0 | 0 | 0
Brentwood-Jamestown Road | 0.39792 | 0.5 | 0 |  | 5360 | 0.293 | 0.007 | 0.004 | 0.002 | 0.029 | 0.062917 | 54.6642 | 5080 | 5080 | 5080 | 5081 | 5081 | Burke | 0.293 | 0.293 | 0.293 | 0.293 | 0.293 | 0.007 | 0.007 | 0.007 | 0.007 | 0.007 | 0.004 | 0.004 | 0.004 | 0.004 | 0.004 | 0.002 | 0.002 | 0.002 | 0.002 | 0.002 | 0.029 | 0.029 | 0.029 | 0.029 | 0.029 | 0.06 | 0.06 | 0.06 | 0.06 | 0.06 | 0.12 | 0 | 0 | 0 | 0 | 0 | 0 | 0 | 0 | 0
Brevard | 1.1021 | 2.6 | 0 |  | 8700 | 0.348 | 0.201 | 0.018 | 0.122 | 0.044 | 0.36908 | 40 | 11000 | 22000 | 26000 | 29000 | 34000 | Transylvania | 0.5 | 1.15 | 1.45 | 1.67 | 1.97 | 0.3 | 0.58 | 0.73 | 0.83 | 0.99 | 0.055 | 0.1 | 0.13 | 0.15 | 0.17 | 0.2 | 0.36 | 0.45 | 0.52 | 0.62 | 0.08 | 0.17 | 0.22 | 0.25 | 0.29 | 0.25 | 0.35 | 0.45 | 0.51 | 0.6 | 0 | 5 | 0 | 0 | 0 | 0 | 0 | 0 | 0 | 0
Broad River Water Authority | 5.5315 | 13 | 3.917 |  | 16050 | 0.754 | 0.135 | 0.197 | 0.124 | 0.15 | 0.2545 | 46.9782 | 16840 | 18170 | 19490 | 20820 | 22140 | Rutherford | 0.767 | 0.785 | 0.8 | 0.811 | 0.819 | 0.124 | 0.113 | 0.102 | 0.095 | 0.088 | 0.177 | 0.157 | 0.138 | 0.125 | 0.113 | 0.11 | 0.099 | 0.09 | 0.085 | 0.081 | 0.158 | 0.169 | 0.174 | 0.18 | 0.186 | 0.37 | 0.39 | 0.41 | 0.42 | 0.43 | 0 | 0 | 0 | 0 | 0 | 0 | 0 | 0 | 0 | 0
Broadway | 0.090417 | 0.3 | 0 |  | 1654 | 0.069 | 0.009 | 0 | 0.005 | 0 | 0.0074167 | 41.717 | 1848 | 2113 | 2430 | 2795 | 3186 | Lee | 0.086 | 0.099 | 0.114 | 0.131 | 0.152 | 0.015 | 0.024 | 0.028 | 0.032 | 0.035 | 0 | 0 | 0 | 0 | 0.001 | 0.006 | 0.007 | 0.008 | 0.009 | 0.01 | 0 | 0 | 0 | 0 | 0 | 0.011 | 0.011 | 0.011 | 0.011 | 0.011 | 0 | 0 | 0 | 0 | 0 | 0 | 0 | 0 | 0 | 0
Broadway Water Association. Inc. | 0.19617 | 0 | 0 |  | 3566 | 0.15 | 0.03 | 0 | 0.01 | 0 | 0.0061667 | 42.0639 | 3600 | 3700 | 3800 | 3900 | 4000 | Wilkes | 0.155 | 0.16 | 0.165 | 0.169 | 0.174 | 0.02 | 0.02 | 0.02 | 0.02 | 0.02 | 0 | 0 | 0 | 0 | 0 | 0.02 | 0.02 | 0.02 | 0.02 | 0.02 | 0 | 0 | 0 | 0 | 0 | 0.029 | 0.03 | 0.031 | 0.031 | 0.032 | 0.11 | 0 | 0 | 0 | 0 | 0 | 0 | 0 | 0 | 0
Brookwood Community | 1.2973 | 1.192 | 0 |  | 17147 | 1.194 | 0.088 | 0 | 0 | 0 | 0.015333 | 69.6332 | 17000 | 16900 | 16800 | 16700 | 16600 | Cumberland | 1.18 | 1.17 | 1.16 | 1.15 | 1.14 | 0.087 | 0.087 | 0.087 | 0.087 | 0.087 | 0 | 0 | 0 | 0 | 0 | 0 | 0 | 0 | 0 | 0 | 0 | 0 | 0 | 0 | 0 | -0.022 | -0.022 | -0.021 | -0.021 | -0.021 | 0 | 0 | 0 | 0 | 0 | 0 | 0 | 0 | 0 | 0
Brunswick | 0.038083 | 0.214 | 0 |  | 415 | 0.031 | 0.003 | 0 | 0 | 0.002 | 0.0020833 | 74.6988 | 450 | 500 | 550 | 600 | 650 | Columbus | 0.026 | 0.026 | 0.026 | 0.027 | 0.027 | 0.005 | 0.006 | 0.006 | 0.006 | 0.006 | 0 | 0 | 0 | 0 | 0 | 0 | 0 | 0 | 0 | 0 | 0.002 | 0.002 | 0.002 | 0.002 | 0.002 | 0 | 0 | 0 | 0 | 0 | 0 | 0 | 0 | 0 | 0 | 0 | 0 | 0 | 0 | 0
Brunswick County | 14.2321 | 32.875 | 4.6305 |  | 84474 | 5.43 | 0 | 2.344 | 0 | 0.92 | 0.90755 | 64.2801 | 96374 | 117025 | 138790 | 158803 | 182622 | Brunswick | 6 | 7 | 8 | 9 | 10 | 0 | 0 | 0 | 0 | 0 | 2.19 | 2.193 | 2.193 | 2.193 | 2.193 | 0 | 0 | 0 | 0 | 0 | 1.12 | 1.5 | 1.75 | 1.75 | 2 | 1.538 | 1.767 | 1.973 | 2.139 | 2.345 | 14.3 | 0 | 0 | 0 | 0 | 0 | 0 | 0 | 0 | 0
Brunswick Regional WSD | 1.5614 | 6 | 0 |  | 21260 | 1.027 | 0.131 | 0 | 0.039 | 0.2 | 0.16442 | 48.3067 | 22718 | 27585 | 31998 | 37117 | 44540 | Brunswick | 1.392 | 1.694 | 2.022 | 2.062 | 2.103 | 0.177 | 0.215 | 0.256 | 0.261 | 0.313 | 0 | 0 | 0 | 0 | 0 | 0.068 | 0.06 | 0.072 | 0.073 | 0.087 | 0.3 | 0.3 | 0.3 | 0.3 | 0.3 | 0.183 | 0.311 | 0.543 | 0.651 | 0.781 | 0 | 0 | 0 | 0 | 0 | 0 | 0 | 0 | 0 | 0
Bryson City, Town of | 0.49917 | 2 | 0 |  | 4007 | 0.16 | 0.127 | 0.014 | 0 | 0.005 | 0.19317 | 39.9301 | 4207 | 4417 | 4637 | 4868 | 5111 | Swain | 0.163 | 0.166 | 0.169 | 0.172 | 0.175 | 0.13 | 0.133 | 0.136 | 0.139 | 0.142 | 0.015 | 0.016 | 0.017 | 0.018 | 0.019 | 0 | 0 | 0 | 0 | 0 | 0.005 | 0.006 | 0.006 | 0.006 | 0.007 | 0.197 | 0.202 | 0.207 | 0.211 | 0.216 | 0 | 0 | 0 | 0 | 0 | 0 | 0 | 0 | 0 | 0
Bunn | 0.11333 | 0.5 | 0 |  | 346 | 0.031 | 0.084 | 0.003 | 0.07 | 0 | -0.074667 | 89.5954 | 1224 | 1724 | 2224 | 2724 | 3224 | Franklin | 0.05 | 0.07 | 0.09 | 0.1 | 0.12 | 0.05 | 0.07 | 0.09 | 0.1 | 0.12 | 0.05 | 0.07 | 0.09 | 0.1 | 0.12 | 0.006 | 0.009 | 0.012 | 0.015 | 0.018 | 0 | 0 | 0 | 0 | 0 | -0.153 | -0.214 | -0.276 | -0.308 | -0.37 | 0 | 0 | 0 | 0 | 0 | 0 | 0 | 0 | 0 | 0
Burgaw | 0.3645 | 1.013 | 0 |  | 4049 | 0.242 | 0.025 | 0.01 | 0.017 | 0.05 | 0.0205 | 59.7678 | 6760 | 8788 | 11424 | 14851 | 15000 | Pender | 0.48 | 0.865 | 1.12 | 1.46 | 1.6 | 0.064 | 0.07 | 0.77 | 0.084 | 0.088 | 0.024 | 0.027 | 0.029 | 0.032 | 0.032 | 0.084 | 0.104 | 0.114 | 0.125 | 0.125 | 0.001 | 0 | 0 | 0 | 0 | 0.06 | 0.08 | 0.09 | 0.11 | 0.11 | 0 | 0 | 0 | 0 | 0 | 0 | 0 | 0 | 0 | 0
Burke County | 0.42 | 1.23 | 0.004 |  | 4708 | 0.197 | 0.08 | 0.087 | 0.006 | 0.011 | 0.035 | 41.8437 | 4850 | 4950 | 5100 | 5360 | 5628 | Burke | 0.282 | 0.306 | 0.332 | 0.354 | 0.372 | 0.027 | 0.029 | 0.03 | 0.032 | 0.336 | 0.047 | 0.05 | 0.052 | 0.055 | 0.578 | 0.027 | 0.029 | 0.03 | 0.032 | 0.034 | 0.012 | 0.013 | 0.014 | 0.015 | 0.016 | 0.164 | 0.177 | 0.19 | 0.202 | 0.553 | 0 | 0 | 0 | 0 | 0 | 0 | 0 | 0 | 0 | 0
Burlington | 10.7626 | 55.2 | 3.701 |  | 53000 | 2.038 | 4.684 | 0 | 0 | 0.325 | 0.014583 | 38.4528 | 56100 | 62896 | 70500 | 79000 | 88600 | Alamance | 2.9 | 3.251 | 3.645 | 4.086 | 4.581 | 3.728 | 4.179 | 4.686 | 5.253 | 5.89 | 0 | 0 | 0 | 0 | 0 | 0 | 0 | 0 | 0 | 0 | 0.379 | 0.425 | 0.476 | 0.534 | 0.599 | -2.124 | -2.381 | -2.669 | -2.992 | -3.355 | 0 | 0 | 0 | 0 | 0 | 0.1 | 0 | 0 | 0 | 0
Burnsville | 0.60033 | 1.48 | 0 |  | 3802 | 0.192 | 0.115 | 0.124 | 0.047 | 0.035 | 0.087333 | 50.4997 | 3989 | 4054 | 4069 | 4150 | 4200 | Yancey | 0.173 | 0.175 | 0.177 | 0.179 | 0.181 | 0.108 | 0.112 | 0.116 | 0.12 | 0.122 | 0.09 | 0.092 | 0.094 | 0.096 | 0.098 | 0.036 | 0.037 | 0.038 | 0.039 | 0.04 | 0.045 | 0.045 | 0.045 | 0.045 | 0.045 | 0.077 | 0.078 | 0.08 | 0.081 | 0.082 | 0 | 0 | 0 | 0 | 0 | 0 | 0 | 0 | 0 | 0
Caldwell Co (Addison Lane) | 0.00675 | 0.1 | 0 |  | 127 | 0.006 | 0 | 0 | 0 | 0 | 0.00075 | 47.2441 | 154 | 182 | 210 | 235 | 269 | Caldwell | 0.007 | 0.008 | 0.009 | 0.01 | 0.011 | 0 | 0 | 0 | 0 | 0 | 0 | 0 | 0 | 0 | 0 | 0 | 0 | 0 | 0 | 0 | 0 | 0 | 0 | 0 | 0 | 0 | 0 | 0 | 0 | 0 | 0 | 0 | 0 | 0 | 0 | 0 | 0 | 0 | 0 | 0
Caldwell Co (North) | 0.02625 | 0 | 0 |  | 228 | 0.007 | 0.001 | 0.018 | 0.001 | 0 | -0.00075 | 30.7018 | 235 | 240 | 245 | 250 | 255 | Caldwell | 0.007 | 0.007 | 0.007 | 0.007 | 0.006 | 0.001 | 0.001 | 0.001 | 0.001 | 0.001 | 0.018 | 0.018 | 0.018 | 0.018 | 0.017 | 0.001 | 0.001 | 0.001 | 0.001 | 0.001 | 0 | 0 | 0 | 0 | 0 | 0 | 0 | 0 | 0 | 0 | 0 | 0 | 0 | 0 | 0 | 0 | 0 | 0 | 0 | 0
Caldwell Co (Southeast) | 0.9495 | 1.935 | 0.055 |  | 14185 | 0.72 | 0.037 | 0.077 | 0.011 | 0.001 | 0.0485 | 50.7578 | 13915 | 14030 | 14130 | 14230 | 14330 | Caldwell | 0.721 | 0.721 | 0.72 | 0.72 | 0.719 | 0.04 | 0.04 | 0.04 | 0.039 | 0.039 | 0.076 | 0.076 | 0.076 | 0.076 | 0.075 | 0.01 | 0.01 | 0.01 | 0.01 | 0.009 | 0.001 | 0.001 | 0.001 | 0.001 | 0.001 | 0.101 | 0.101 | 0.1 | 0.1 | 0.1 | 0 | 0 | 0 | 0 | 0 | 0 | 0 | 0 | 0 | 0
Caldwell Co (West) | 0.60242 | 0 | 0 |  | 8120 | 0.387 | 0.043 | 0.031 | 0.049 | 0.001 | 0.091417 | 47.6601 | 8200 | 8250 | 8300 | 8350 | 8400 | Caldwell | 0.387 | 0.387 | 0.387 | 0.386 | 0.385 | 0.043 | 0.043 | 0.043 | 0.042 | 0.041 | 0.031 | 0.031 | 0.03 | 0.03 | 0.029 | 0.049 | 0.049 | 0.048 | 0.048 | 0.047 | 0.001 | 0.001 | 0.001 | 0.001 | 0.001 | 0.09 | 0.09 | 0.089 | 0.089 | 0.089 | 0 | 0 | 0 | 0 | 0 | 0 | 0 | 0 | 0 | 0
Calypso | 0.11992 | 0.425 | 0.008 |  | 683 | 0.03 | 0.005 | 0.04 | 0.01 | 0.003 | 0.023917 | 43.9239 | 662 | 754 | 765 | 845 | 845 | Duplin | 0.081 | 0.087 | 0.088 | 0.094 | 0.094 | 0.014 | 0.017 | 0.017 | 0.02 | 0.02 | 0.05 | 0.05 | 0.05 | 0.05 | 0.05 | 0.005 | 0.006 | 0.006 | 0.007 | 0.007 | 0.002 | 0.002 | 0.002 | 0.002 | 0.002 | 0.007 | 0.008 | 0.008 | 0.009 | 0.009 | 0 | 0 | 0 | 0 | 0 | 0 | 0 | 0 | 0 | 0
Cameron | 0.04175 | 0.083 | 0 |  | 490 | 0.002 | 0.002 | 0 | 0.002 | 0.018 | 0.01775 | 4.0816 | 573 | 630 | 693 | 762 | 831 | Moore | 0.029 | 0.031 | 0.033 | 0.035 | 0.037 | 0.002 | 0.002 | 0.002 | 0.002 | 0.002 | 0 | 0 | 0 | 0 | 0 | 0.002 | 0.002 | 0.002 | 0.002 | 0.002 | 0 | 0 | 0 | 0 | 0 | -0.03 | -0.032 | -0.033 | -0.035 | -0.037 | 0 | 0 | 0 | 0 | 0 | 0 | 0 | 0 | 0 | 0
Camp Lejeune (Hadnot Point) | 3.4753 | 3.959 | 0.52795 |  | 37500 | 0 | 0 | 2.633 | 0 | 0.143 | 0.17139 | 0 | 37500 | 37500 | 37500 | 37500 | 37500 | Onslow | 0 | 0 | 0 | 0 | 0 | 0 | 0 | 0 | 0 | 0 | 1.762 | 1.762 | 1.762 | 1.762 | 1.762 | 0 | 0 | 0 | 0 | 0 | 0.1 | 0.1 | 0.1 | 0.1 | 0.1 | 0.105 | 0.105 | 0.105 | 0.105 | 0.105 | 0.432 | 0 | 0 | 0 | 0 | 0 | 0 | 0 | 0 | 0
Camp Lejeune (Holcomb Blvd) | 1.5307 | 3.312 | 0.056219 |  | 17000 | 0 | 0 | 0.778 | 0 | 0.046 | 0.65045 | 0 | 17000 | 17000 | 17000 | 17000 | 17000 | Onslow | 0 | 0 | 0 | 0 | 0 | 0 | 0 | 0 | 0 | 0 | 1.106 | 1.106 | 1.106 | 1.106 | 1.106 | 0 | 0 | 0 | 0 | 0 | 0.075 | 0.075 | 0.075 | 0.075 | 0.075 | 0.945 | 0.945 | 0.945 | 0.945 | 0.945 | 0 | 0 | 0 | 0 | 0 | 0 | 0 | 0 | 0 | 0
Camp Lejeune (New River Air Station) | 0.73092 | 3.438 | 0 |  | 11500 | 0 | 0 | 0.605 | 0 | 0.001 | 0.12492 | 0 | 11500 | 11500 | 11500 | 11500 | 11500 | Onslow | 0 | 0 | 0 | 0 | 0 | 0 | 0 | 0 | 0 | 0 | 0.503 | 0.503 | 0.503 | 0.503 | 0.503 | 0 | 0 | 0 | 0 | 0 | 0.016 | 0.016 | 0.016 | 0.016 | 0.016 | 0.107 | 0.107 | 0.107 | 0.107 | 0.107 | 0 | 0 | 0 | 0 | 0 | 0 | 0 | 0 | 0 | 0
Camp Lejeune (Onslow Beach) | 0.026417 | 0.397 | 0 |  | 320 | 0.023 | 0 | 0 | 0 | 0.001 | 0.0024167 | 71.875 | 320 | 320 | 320 | 320 | 320 | Onslow | 0.03 | 0.03 | 0.03 | 0.03 | 0.03 | 0 | 0 | 0 | 0 | 0 | 0 | 0 | 0 | 0 | 0 | 0 | 0 | 0 | 0 | 0 | 0.001 | 0.001 | 0.001 | 0.001 | 0.001 | 0.003 | 0.003 | 0.003 | 0.003 | 0.003 | 0 | 0 | 0 | 0 | 0 | 0 | 0 | 0 | 0 | 0
Camp Lejeune (Rifle Range) | 0 | 0.183 | 0 |  | 750 | 0 | 0 | 0.16 | 0 | 0 | -0.16 | 0 | 750 | 750 | 750 | 750 | 750 | Onslow | 0 | 0 | 0 | 0 | 0 | 0 | 0 | 0 | 0 | 0 | 0.145 | 0.145 | 0.145 | 0.145 | 0.145 | 0 | 0 | 0 | 0 | 0 | 0 | 0 | 0 | 0 | 0 | 0 | 0 | 0 | 0 | 0 | 0 | 0 | 0 | 0 | 0 | 0 | 0 | 0 | 0 | 0
Campbell University | ERROR | 0 | 0 |  | #N/A | 0 | 0 | 0 | 0 | 0 | #VALUE! | ERROR | 0 | 0 | 0 | 0 | 0 | Harnett | 0 | 0 | 0 | 0 | 0 | 0 | 0 | 0 | 0 | 0 | 0 | 0 | 0 | 0 | 0 | 0 | 0 | 0 | 0 | 0 | 0 | 0 | 0 | 0 | 0 | 0 | 0 | 0 | 0 | 0 | 0 | 0 | 0 | 0 | 0 | 0 | 0 | 0 | 0 | 0
Candor | 0.13375 | 0.147 | 0 |  | 843 | 0.04 | 0.019 | 0.049 | 0.003 | 0 | 0.02275 | 47.4496 | 850 | 850 | 850 | 850 | 850 | Montgomery | 0.04 | 0.04 | 0.04 | 0.04 | 0.04 | 0.02 | 0.02 | 0.02 | 0.02 | 0.02 | 0.045 | 0.045 | 0.045 | 0.045 | 0.045 | 0.003 | 0.003 | 0.003 | 0.003 | 0.003 | 0 | 0 | 0 | 0 | 0 | 0.01 | 0.01 | 0.01 | 0.01 | 0.01 | 0 | 0 | 0 | 0 | 0 | 0 | 0 | 0 | 0 | 0
Canton | 1.2733 | 6.8 | 1.9 |  | 4210 | 0.33 | 0.14 | 0.15 | 0.013 | 0.3 | -1.5597 | 78.3848 | 4814 | 5189 | 5594 | 6030 | 6050 | Haywood | 0.385 | 0.415 | 0.447 | 0.482 | 0.5 | 0.176 | 0.199 | 0.204 | 0.22 | 0.225 | 0.154 | 0.166 | 0.179 | 0.193 | 0.2 | 0.012 | 0.013 | 0.014 | 0.015 | 0.016 | 0.037 | 0.042 | 0.045 | 0.046 | 0.047 | 0.327 | 0.357 | 0.38 | 0.409 | 0.4 | 0 | 0 | 0 | 0 | 0 | 0 | 0 | 0 | 0 | 0
Cape Fear Public Utility Authority - Wilmington | 17.7957 | 61.892 | 0 |  | 188000 | 9.696 | 2.862 | 0.18 | 1.191 | 2.488 | 1.3787 | 51.5745 | 200000 | 233526 | 298636 | 363570 | 380500 | New Hanover | 12.07 | 13.88 | 15.962 | 18.356 | 20.7 | 3.257 | 3.745 | 4.306 | 4.951 | 6.8 | 0.355 | 0.408 | 0.469 | 0.539 | 0.8 | 0.758 | 0.871 | 1.002 | 1.152 | 1.6 | 1.5 | 1.6 | 1.7 | 1.8 | 2 | 3.569 | 4.079 | 4.663 | 5.332 | 6.347 | 1 | 0 | 0 | 0 | 0 | 0.5 | 0 | 0 | 0 | 0
Carolina Beach | 0.87967 | 2.012 | 0 |  | 4300 | 0.921 | 0.187 | 0 | 0.039 | 0.004 | -0.27133 | 214.186 | 13800 | 0 | 0 | 0 | 0 | New Hanover | 0.816 | 1.224 | 0 | 0 | 0 | 0.285 | 0.356 | 0 | 0 | 0 | 0 | 0 | 0 | 0 | 0 | 0.024 | 0.04 | 0 | 0 | 0 | 0.01 | 0.01 | 0 | 0 | 0 | 1.799 | 2.584 | 0 | 0 | 0 | 0 | 0 | 0 | 0 | 0 | 0 | 0 | 0 | 0 | 0
Carolina Trace WS | 0.18175 | 0.289 | 0 |  | 4406 | 0.162 | 0.004 | 0 | 0 | 0.003 | 0.01275 | 36.768 | 5220 | 5220 | 5220 | 5220 | 5220 | Lee | 0.2 | 0.2 | 0.2 | 0.2 | 0.2 | 0.004 | 0.004 | 0.004 | 0.004 | 0.004 | 0 | 0 | 0 | 0 | 0 | 0 | 0 | 0 | 0 | 0 | 0.009 | 0.009 | 0.009 | 0.009 | 0.009 | 0.018 | 0.018 | 0.018 | 0.018 | 0.018 | 0 | 0 | 0 | 0 | 0 | 0 | 0 | 0 | 0 | 0
Carthage | 0.27233 | 1 | 0 |  | 2250 | 0.265 | 0.025 | 0 | 0.02 | 0.022 | -0.059667 | 117.7778 | 2600 | 2800 | 3000 | 3200 | 3300 | Moore | 0.188 | 0.191 | 0.2 | 0.182 | 0.183 | 0.069 | 0.075 | 0.075 | 0.078 | 0.79 | 0.016 | 0.017 | 0.018 | 0.018 | 0.02 | 0.1 | 0.11 | 0.11 | 0.111 | 0.112 | 0.126 | 0.14 | 0.15 | 0.165 | 0.167 | 0.032 | 0.034 | 0.035 | 0.035 | 0.081 | 0 | 0 | 0 | 0 | 0 | 0 | 0 | 0 | 0 | 0
Cary | 15.6692 | 30.5 | 0.24029 |  | 172821 | 9.042 | 3.002 | 0.306 | 0.261 | 1.97 | 0.84787 | 52.32 | 176400 | 208100 | 230700 | 247900 | 248400 | Wake | 12 | 14.5 | 16.2 | 17.7 | 17.8 | 5.6 | 7.6 | 9 | 9.4 | 9.5 | 0.4 | 0.7 | 1 | 1.1 | 1.1 | 0.3 | 0.4 | 0.4 | 0.4 | 0.4 | 3.8 | 4.8 | 5.4 | 5.9 | 5.9 | 0.9 | 1.2 | 1.4 | 1.5 | 1.5 | 7 | 0 | 0 | 0 | 0 | 0 | 0 | 0 | 0 | 0
Castalia | ERROR | 0 | 0 |  | #N/A | 0 | 0 | 0 | 0 | 0 | #VALUE! | ERROR | 0 | 0 | 0 | 0 | 0 | Nash | 0 | 0 | 0 | 0 | 0 | 0 | 0 | 0 | 0 | 0 | 0 | 0 | 0 | 0 | 0 | 0 | 0 | 0 | 0 | 0 | 0 | 0 | 0 | 0 | 0 | 0 | 0 | 0 | 0 | 0 | 0 | 0 | 0 | 0 | 0 | 0 | 0 | 0 | 0 | 0
Caswell Beach | 0.083667 | 0 | 0 |  | 422 | 0.05 | 0.004 | 0.002 | 0.02 | 0.002 | 0.0056667 | 118.4834 | 510 | 510 | 510 | 510 | 510 | Brunswick | 0.211 | 0.211 | 0.211 | 0.211 | 0.211 | 0.001 | 0.001 | 0.001 | 0.001 | 0.001 | 0 | 0 | 0 | 0 | 0.002 | 0 | 0 | 0 | 0 | 0.001 | 0 | 0 | 0 | 0 | 0 | 0.045 | 0.045 | 0.045 | 0.045 | 0.16 | 0 | 0 | 0 | 0 | 0 | 0 | 0 | 0 | 0 | 0
Central Nash WSD | 0.24208 | 0.45 | 0 |  | 4512 | 0.186 | 0.024 | 0 | 0 | 0.034 | -0.0019167 | 41.2234 | 5250 | 6700 | 8500 | 11000 | 14000 | Nash | 0.215 | 0.275 | 0.35 | 0.45 | 0.575 | 0.03 | 0.04 | 0.05 | 0.06 | 0.07 | 0.1 | 0.2 | 0.25 | 0.3 | 0.35 | 0.01 | 0.015 | 0.02 | 0.02 | 0.025 | 0.015 | 0.015 | 0.02 | 0.025 | 0.03 | 0 | 0 | 0 | 0 | 0 | 0.45 | 0 | 0 | 0 | 0 | 0 | 0 | 0 | 0 | 0
Chadbourn | 0.2575 | 0.933 | 0 |  | 2124 | 0.15 | 0.028 | 0.03 | 0.007 | 0.001 | 0.0415 | 70.6215 | 2294 | 2523 | 3053 | 3358 | 3694 | Columbus | 0.183 | 0.202 | 0.222 | 0.244 | 0.269 | 0.038 | 0.042 | 0.046 | 0.05 | 0.055 | 0.04 | 0.044 | 0.048 | 0.053 | 0.059 | 0.008 | 0.009 | 0.01 | 0.011 | 0.012 | 0.002 | 0.002 | 0.003 | 0.003 | 0.003 | 0.032 | 0.036 | 0.039 | 0.043 | 0.048 | 0 | 0 | 0 | 0 | 0 | 0 | 0 | 0 | 0 | 0
Charlotte Water | 101.495 | 163 | 0.89738 |  | 818005 | 56.32 | 19.41 | 2.7 | 4.64 | 9.28 | 8.2476 | 68.8504 | 917615 | 1065432 | 1215458 | 1369447 | 1542944 | Mecklenburg | 63.3 | 73.5 | 83.9 | 94.5 | 106.5 | 24.2 | 28.4 | 32.6 | 36.7 | 41.4 | 3.2 | 3.8 | 4.4 | 4.9 | 5.6 | 4.3 | 5.1 | 5.8 | 6.6 | 7.4 | 4.6 | 5.4 | 6.2 | 6.9 | 7.8 | 13.2 | 14.2 | 16.5 | 18.9 | 19.8 | 25 | 0 | 0 | 0 | 0 | 0 | 0 | 0 | 0 | 0
Chatham Co (East) | ERROR | 0 | 0 |  | #N/A | 0 | 0 | 0 | 0 | 0 | #VALUE! | ERROR | 0 | 0 | 0 | 0 | 0 | Chatham | 0 | 0 | 0 | 0 | 0 | 0 | 0 | 0 | 0 | 0 | 0 | 0 | 0 | 0 | 0 | 0 | 0 | 0 | 0 | 0 | 0 | 0 | 0 | 0 | 0 | 0 | 0 | 0 | 0 | 0 | 0 | 0 | 0 | 0 | 0 | 0 | 0 | 0 | 0 | 0
Chatham County Asbury Water System | 0.13783 | 0.4 | 0 |  | 1028 | 0.044 | 0.003 | 0.023 | 0.003 | 0.044 | 0.020833 | 42.8016 | 1181 | 1371 | 1591 | 1846 | 2143 | Chatham | 0.049 | 0.057 | 0.066 | 0.077 | 0.089 | 0.003 | 0.004 | 0.004 | 0.005 | 0.005 | 0.021 | 0.024 | 0.027 | 0.03 | 0.033 | 0.003 | 0.004 | 0.004 | 0.005 | 0.005 | 0.044 | 0.044 | 0.044 | 0.044 | 0.044 | 0.022 | 0.024 | 0.026 | 0.029 | 0.032 | 0 | 0 | 0 | 0 | 0 | 0 | 0 | 0 | 0 | 0
Chatham County North Water System | 1.5236 | 9 | 0 |  | 14710 | 0.927 | 0.123 | 0.169 | 0.033 | 0.023 | 0.24858 | 63.0184 | 25883 | 41610 | 57338 | 73998 | 93995 | Chatham | 2.4 | 3.95 | 5.45 | 6.97 | 8.93 | 0.277 | 0.531 | 0.839 | 1.074 | 1.374 | 0.36 | 0.69 | 1.09 | 1.395 | 1.785 | 0.083 | 0.159 | 0.251 | 0.321 | 0.411 | 1.8 | 2.42 | 3.46 | 3.4 | 4.35 | 0.37 | 0.58 | 0.83 | 0.99 | 1.27 | 0 | 2.3 | 3.6 | 2.3 | 0 | 0 | 0 | 0 | 0 | 0
Chatham County Southwest Water System | 0.27392 | 0.5 | 0.013 |  | 2073 | 0.083 | 0.015 | 0.089 | 0.005 | 0.034 | 0.034917 | 40.0386 | 2601 | 3019 | 3503 | 4066 | 4719 | Chatham | 0.104 | 0.121 | 0.14 | 0.163 | 0.189 | 0.018 | 0.021 | 0.024 | 0.029 | 0.033 | 0.095 | 0.111 | 0.129 | 0.149 | 0.163 | 0.006 | 0.007 | 0.008 | 0.01 | 0.011 | 0.034 | 0.034 | 0.034 | 0.034 | 0.034 | 0.04 | 0.046 | 0.052 | 0.06 | 0.067 | 0 | 0 | 0 | 0 | 0 | 0 | 0 | 0 | 0 | 0
Cherry Point MCAS | 3.3665 | 5.392 | 0 |  | 15000 | 0 | 0 | 0 | 0 | 0.395 | 2.9715 | 0 | 18000 | 18000 | 18000 | 18000 | 18000 | Craven | 1.56 | 1.56 | 1.56 | 1.56 | 1.56 | 1 | 1 | 1 | 1 | 1 | 1.4 | 1.4 | 1.4 | 1.4 | 1.4 | 1.1 | 1.1 | 1.1 | 1.1 | 1.1 | 0.75 | 0.65 | 0.683 | 1.011 | 1.011 | -5.025 | -4.939 | -4.968 | -5.251 | -5.251 | 4 | 0 | 0 | 0 | 0 | 0 | 0 | 0 | 0 | 0
Cherryville | 0.67258 | 3.2 | 0 |  | 5800 | 0.309 | 0.218 | 0.005 | 0.002 | 0.07 | 0.068583 | 53.2759 | 6786 | 8211 | 9935 | 12021 | 14546 | Gaston | 0.679 | 0.821 | 0.994 | 1.202 | 1.45 | 0.074 | 0.089 | 0.11 | 0.13 | 0.158 | 0.015 | 0.018 | 0.022 | 0.026 | 0.032 | 0 | 0 | 0 | 0 | 0 | 0.035 | 0.042 | 0.051 | 0.062 | 0.075 | 0.14 | 0.17 | 0.21 | 0.25 | 0.31 | 0 | 0 | 0 | 0 | 0 | 0 | 0 | 0 | 0 | 0
Chimney Rock Water Works | 0.039333 | 0.196 | 0 |  | 113 | 0.01 | 0 | 0 | 0 | 0.002 | 0.027333 | 88.4956 | 135 | 139 | 145 | 147 | 150 | Rutherford | 0.015 | 0.02 | 0.025 | 0.03 | 0.035 | 0 | 0 | 0 | 0 | 0 | 0 | 0 | 0 | 0 | 0 | 0 | 0 | 0 | 0 | 0 | 0 | 0 | 0 | 0 | 0 | 0.032 | 0.042 | 0.053 | 0.063 | 0.074 | 0 | 0 | 0 | 0 | 0 | 0 | 0 | 0 | 0 | 0
China Grove | 0.36867 | 2.116 | 0 |  | 4200 | 0.22 | 0.02 | 0.075 | 0.018 | 0.001 | 0.034667 | 52.381 | 4244 | 4364 | 4487 | 4614 | 4744 | Rowan | 0.233 | 0.24 | 0.246 | 0.254 | 0.261 | 0.021 | 0.022 | 0.023 | 0.024 | 0.026 | 0.118 | 0.13 | 0.137 | 0.143 | 0.151 | 0.019 | 0.02 | 0.021 | 0.022 | 0.023 | 0.001 | 0.001 | 0.001 | 0.001 | 0.002 | 0.042 | 0.045 | 0.046 | 0.048 | 0.05 | 0 | 0 | 0 | 0 | 0 | 0 | 0 | 0 | 0 | 0
Chinquapin Water Association | 0.31792 | 0.717 | 0.044 |  | 4361 | 0.215 | 0.01 | 0 | 0.025 | 0.002 | 0.021917 | 49.3006 | 4537 | 5000 | 5490 | 6000 | 6555 | Duplin | 0.211 | 0.215 | 0.221 | 0.227 | 0.234 | 0.01 | 0.011 | 0.011 | 0.012 | 0.012 | 0 | 0 | 0 | 0 | 0 | 0.029 | 0.029 | 0.03 | 0.03 | 0.031 | 0.003 | 0.003 | 0.003 | 0.003 | 0.004 | 0.007 | 0.007 | 0.007 | 0.007 | 0.008 | 0 | 0 | 0 | 0 | 0 | 0 | 0 | 0 | 0 | 0
Chocowinity | 0.1945 | 0.774 | 0.00041918 |  | 2550 | 0.148 | 0.015 | 0 | 0.001 | 0.012 | 0.018081 | 58.0392 | 2700 | 2900 | 3100 | 3300 | 3600 | Beaufort | 0.188 | 0.2 | 0.22 | 0.24 | 0.26 | 0.025 | 0.03 | 0.035 | 0.04 | 0.045 | 0.01 | 0.012 | 0.014 | 0.016 | 0.018 | 0.007 | 0.009 | 0.011 | 0.013 | 0.015 | 0.01 | 0.015 | 0.02 | 0.025 | 0.03 | 0.001 | 0.001 | 0.002 | 0.002 | 0.002 | 0 | 0 | 0 | 0 | 0 | 0 | 0 | 0 | 0 | 0
Chowan County | 0.89717 | 1.763 | 0 |  | 10187 | 0.548 | 0.046 | 0.005 | 0.02 | 0.035 | 0.24317 | 53.7941 | 11500 | 11650 | 11785 | 11902 | 12362 | Chowan | 0.6 | 0.65 | 0.705 | 0.775 | 0.825 | 0.05 | 0.055 | 0.065 | 0.075 | 0.09 | 0.005 | 0.005 | 0.006 | 0.007 | 0.01 | 0.022 | 0.023 | 0.025 | 0.028 | 0.03 | 0.038 | 0.04 | 0.05 | 0.055 | 0.065 | 0.166 | 0.18 | 0.198 | 0.218 | 0.237 | 0 | 0 | 0 | 0 | 0 | 0 | 0 | 0 | 0 | 0
Claremont | 0.24683 | 0.58 | 0 |  | 1976 | 0.091 | 0 | 0.125 | 0 | 0.01 | 0.020833 | 46.0526 | 2049 | 2090 | 2132 | 2174 | 2218 | Catawba | 0.094 | 0.096 | 0.098 | 0.1 | 0.102 | 0 | 0 | 0 | 0 | 0 | 0.129 | 0.132 | 0.134 | 0.137 | 0.14 | 0 | 0 | 0 | 0 | 0 | 0.012 | 0.013 | 0.013 | 0.014 | 0.014 | 0.011 | 0.011 | 0.012 | 0.012 | 0.013 | 0 | 0 | 0 | 0 | 0 | 0 | 0 | 0 | 0 | 0
Clarkton | 0.16225 | 0.684 | 0 |  | 900 | 0.061 | 0.007 | 0.055 | 0.008 | 0.014 | 0.01725 | 67.7778 | 920 | 930 | 940 | 950 | 960 | Bladen | 0.07 | 0.071 | 0.072 | 0.073 | 0.074 | 0.01 | 0.011 | 0.012 | 0.013 | 0.014 | 0.06 | 0.061 | 0.062 | 0.063 | 0.064 | 0.01 | 0.011 | 0.012 | 0.013 | 0.014 | 0.003 | 0.003 | 0.003 | 0.003 | 0.003 | 0.01 | 0.01 | 0.01 | 0.01 | 0.01 | 0 | 0 | 0 | 0 | 0 | 0 | 0 | 0 | 0 | 0
Clay Co WSD | 0.16975 | 0.569 | 0 |  | 1384 | 0.054 | 0.034 | 0.005 | 0.016 | 0.045 | 0.01575 | 39.0173 | 1713 | 2388 | 2820 | 3330 | 3929 | Clay | 0.125 | 0.175 | 0.2 | 0.24 | 0.28 | 0.045 | 0.068 | 0.09 | 0.11 | 0.13 | 0.03 | 0.05 | 0.05 | 0.05 | 0.05 | 0.025 | 0.029 | 0.033 | 0.039 | 0.046 | 0.02 | 0.022 | 0.025 | 0.028 | 0.03 | 0.023 | 0.032 | 0.039 | 0.047 | 0.056 | 0 | 0 | 0 | 0 | 0 | 0 | 0 | 0 | 0 | 0
Clayton | 2.321 | 2.593 | 0 |  | 17985 | 0.906 | 0.31 | 1.044 | 0.05 | 0.009 | 0.002 | 50.3753 | 21688 | 29127 | 39118 | 52535 | 70555 | Johnston | 1.02 | 1.244 | 1.516 | 1.848 | 2.253 | 0.349 | 0.426 | 0.519 | 0.632 | 0.771 | 1.176 | 1.433 | 1.747 | 2.13 | 2.596 | 0.056 | 0.069 | 0.084 | 0.102 | 0.124 | 0.01 | 0.012 | 0.015 | 0.018 | 0.022 | 0.091 | 0.111 | 0.136 | 0.166 | 0.202 | 0.786 | 0.74 | 0.902 | 1.1 | 0 | 0 | 0 | 0 | 0 | 0
Cleveland | 0.078583 | 0.206 | 0 |  | 872 | 0.044 | 0.007 | 0.008 | 0.006 | 0.001 | 0.012583 | 50.4587 | 875 | 880 | 885 | 900 | 915 | Rowan | 0.044 | 0.044 | 0.045 | 0.045 | 0.045 | 0.007 | 0.008 | 0.008 | 0.008 | 0.008 | 0.008 | 0.008 | 0.008 | 0.008 | 0.008 | 0.007 | 0.007 | 0.007 | 0.007 | 0.007 | 0.001 | 0.001 | 0.001 | 0.001 | 0.001 | 0.012 | 0.012 | 0.013 | 0.013 | 0.013 | 0 | 0 | 0 | 0 | 0 | 0 | 0 | 0 | 0 | 0
Cleveland County Water | 4.1716 | 10 | 0 |  | 57743 | 2.758 | 0.141 | 0.324 | 0.059 | 0.375 | 0.51458 | 47.7634 | 61037 | 64852 | 68905 | 73212 | 77788 | Cleveland | 2.994 | 3.181 | 3.38 | 3.591 | 3.815 | 0.134 | 0.142 | 0.151 | 0.16 | 0.171 | 0.291 | 0.309 | 0.328 | 0.349 | 0.371 | 0.073 | 0.078 | 0.083 | 0.088 | 0.094 | 0.531 | 0.538 | 0.549 | 0.557 | 0.563 | 0.306 | 0.323 | 0.342 | 0.361 | 0.381 | 0 | 0 | 0 | 0 | 0 | 0 | 0 | 0 | 0 | 0
Cliffdale West | 1.1492 | 1.974 | 0 |  | 14218 | 1.022 | 0.022 | 0 | 0 | 0 | 0.10517 | 71.8807 | 14218 | 14218 | 14218 | 14218 | 14218 | Cumberland | 1.022 | 1.022 | 1.022 | 1.022 | 1.022 | 0.022 | 0.022 | 0.022 | 0.022 | 0.022 | 0 | 0 | 0 | 0 | 0 | 0 | 0 | 0 | 0 | 0 | 0 | 0 | 0 | 0 | 0 | 0.095 | 0.095 | 0.095 | 0.095 | 0.095 | 0 | 0 | 0 | 0 | 0 | 0 | 0 | 0 | 0 | 0
Clinton | 1.5674 | 5.697 | 0.272 |  | 10300 | 0.453 | 0.73 | 0 | 0 | 0.012 | 0.10042 | 43.9806 | 13659 | 16445 | 19798 | 23835 | 27872 | Sampson | 0.641 | 0.737 | 0.848 | 0.975 | 1.121 | 0.764 | 0.84 | 0.925 | 1.018 | 1.119 | 0.182 | 0.188 | 0.193 | 0.199 | 0.205 | 0 | 0 | 0 | 0 | 0 | 0.044 | 0.048 | 0.053 | 0.059 | 0.064 | 0.111 | 0.123 | 0.137 | 0.153 | 0.17 | 1.5 | 0 | 0 | 0 | 0 | 0 | 0 | 0 | 0 | 0
Clyde | 0.21383 | 1 | 0 |  | 2978 | 0.129 | 0.01 | 0 | 0.003 | 0.007 | 0.064833 | 43.3177 | 2363 | 2589 | 2838 | 3110 | 3359 | Haywood | 0.225 | 0.247 | 0.271 | 0.296 | 0.32 | 0.013 | 0.014 | 0.016 | 0.017 | 0.018 | 0 | 0 | 0 | 0 | 0 | 0.004 | 0.004 | 0.004 | 0.005 | 0.005 | 0 | 0 | 0 | 0 | 0 | 0.04 | 0.04 | 0.04 | 0.04 | 0.04 | 0 | 0 | 0 | 0 | 0 | 0 | 0 | 0 | 0 | 0
Coats | 0.14058 | 0.72 | 0 |  | 2280 | 0.11 | 0.022 | 0 | 0.004 | 0.001 | 0.0035833 | 48.2456 | 2302 | 2359 | 2418 | 2479 | 2531 | Harnett | 0.116 | 0.12 | 0.124 | 0.128 | 0.132 | 0.026 | 0.028 | 0.03 | 0.032 | 0.034 | 0 | 0 | 0 | 0 | 0 | 0.004 | 0.004 | 0.005 | 0.005 | 0.005 | 0.002 | 0.003 | 0.003 | 0.003 | 0.003 | 0.004 | 0.005 | 0.005 | 0.005 | 0.005 | 0 | 0 | 0 | 0 | 0 | 0 | 0 | 0 | 0 | 0
Cofield | 0.028 | 0 | 0 |  | 417 | 0.015 | 0 | 0.008 | 0 | 0.004 | 0.001 | 35.9712 | 420 | 424 | 430 | 432 | 445 | Hertford | 0.02 | 0.02 | 0.02 | 0.02 | 0.02 | 0.001 | 0.001 | 0.001 | 0.001 | 0.001 | 0.005 | 0.005 | 0.005 | 0.005 | 0.005 | 0 | 0 | 0 | 0 | 0 | 0 | 0 | 0 | 0 | 0 | 0 | 0 | 0 | 0 | 0 | 0 | 0 | 0 | 0 | 0 | 0 | 0 | 0 | 0 | 0
Columbia | 0.11858 | 0.407 | 0.003 |  | 891 | 0.031 | 0.015 | 0 | 0.012 | 0.009 | 0.048583 | 34.7924 | 1500 | 2000 | 2500 | 3000 | 3500 | Tyrrell | 0.035 | 0.045 | 0.05 | 0.054 | 0.061 | 0.016 | 0.018 | 0.02 | 0.022 | 0.022 | 0 | 0 | 0 | 0 | 0 | 0.012 | 0.013 | 0.013 | 0.014 | 0.015 | 0.009 | 0.01 | 0.011 | 0.012 | 0.014 | 0.01 | 0.012 | 0.013 | 0.014 | 0.015 | 0 | 0 | 0 | 0 | 0 | 0 | 0 | 0 | 0 | 0
Columbus | 0.21308 | 0.857 | 0 |  | 985 | 0.005 | 0.13 | 0 | 0 | 0.054 | 0.024083 | 5.0761 | 1001 | 1020 | 1050 | 1053 | 1059 | Polk | 0.05 | 0.047 | 0.045 | 0.042 | 0.039 | 0.076 | 0.08 | 0.086 | 0.088 | 0.09 | 0 | 0 | 0 | 0 | 0 | 0 | 0 | 0 | 0 | 0 | 0.056 | 0.054 | 0.053 | 0.052 | 0.051 | 0.019 | 0.02 | 0.022 | 0.022 | 0.023 | 0 | 0 | 0 | 0 | 0 | 0 | 0 | 0 | 0 | 0
Columbus Co WSD I | 0.16458 | 0.325 | 0 |  | 4075 | 0.165 | 0.019 | 0.003 | 0.006 | 0.009 | -0.037417 | 40.4908 | 4090 | 4115 | 4140 | 4165 | 4190 | Columbus | 0.158 | 0.166 | 0.174 | 0.183 | 0.193 | 0.016 | 0.016 | 0.017 | 0.018 | 0.019 | 0 | 0 | 0 | 0 | 0 | 0.003 | 0.003 | 0.003 | 0.004 | 0.004 | 0.015 | 0.017 | 0.018 | 0.019 | 0.019 | 0.006 | 0.006 | 0.007 | 0.008 | 0.008 | 0 | 0 | 0 | 0 | 0 | 0 | 0 | 0 | 0 | 0
Columbus Co WSD II | 0.34833 | 0.648 | 0 |  | 4487 | 0.213 | 0.003 | 0.002 | 0.004 | 0.008 | 0.11833 | 47.4705 | 4593 | 4743 | 4893 | 5043 | 5193 | Columbus | 0.145 | 0.152 | 0.16 | 0.168 | 0.176 | 0.004 | 0.005 | 0.005 | 0.006 | 0.007 | 0.006 | 0.007 | 0.007 | 0.008 | 0.009 | 0.003 | 0.004 | 0.004 | 0.005 | 0.005 | 0.015 | 0.016 | 0.017 | 0.018 | 0.019 | -0.205 | -0.229 | -0.238 | -0.25 | -0.259 | 0 | 0 | 0 | 0 | 0 | 0 | 0 | 0 | 0 | 0
Columbus Co WSD III | 0.1775 | 0.648 | 0 |  | 3100 | 0.17 | 0.005 | 0.004 | 0.003 | 0.01 | -0.0145 | 54.8387 | 3165 | 3240 | 3315 | 3390 | 33465 | Columbus | 0.16 | 0.17 | 0.18 | 0.19 | 0.2 | 0.03 | 0.04 | 0.05 | 0.06 | 0.07 | 0 | 0 | 0 | 0 | 0 | 0.01 | 0.01 | 0.01 | 0.01 | 0.01 | 0.09 | 0.1 | 0.11 | 0.12 | 0.13 | -0.261 | -0.289 | -0.317 | -0.345 | -0.373 | 0 | 0 | 0 | 0 | 0 | 0 | 0 | 0 | 0 | 0
Columbus Co WSD IV | 0.16833 | 0.385 | 0 |  | 2337 | 0.09 | 0.003 | 0.027 | 0.004 | 0.005 | 0.039333 | 38.5109 | 2351 | 2401 | 2451 | 2501 | 2551 | Columbus | 0.082 | 0.087 | 0.092 | 0.097 | 0.102 | 0.006 | 0.006 | 0.007 | 0.007 | 0.008 | 0.09 | 0.1 | 0.101 | 0.105 | 0.106 | 0.01 | 0.011 | 0.012 | 0.013 | 0.014 | 0.003 | 0.003 | 0.004 | 0.005 | 0.006 | 0.001 | 0.001 | 0.002 | 0.003 | 0.004 | 0 | 0 | 0 | 0 | 0 | 0 | 0 | 0 | 0 | 0
Concord | 10.6727 | 17.15 | 1.074 |  | 92511 | 5.066 | 2.225 | 0.638 | 0.002 | 1.277 | 0.39067 | 54.7611 | 108827 | 131365 | 158570 | 191409 | 231049 | Cabarrus | 6.321 | 7.63 | 9.21 | 11.118 | 13.42 | 2.906 | 3.508 | 4.234 | 5.111 | 6.17 | 0.507 | 0.79 | 0.954 | 1.152 | 1.39 | 0.001 | 0.002 | 0.003 | 0.003 | 0.004 | 1.201 | 1.872 | 2.26 | 2.728 | 3.293 | 0.081 | 0.102 | 0.123 | 0.148 | 0.179 | 3 | 3 | 0 | 3 | 0 | 0 | 0 | 0 | 0 | 0
Concord Community WS | 0.090333 | 0.397 | 0 |  | 945 | 0.078 | 0 | 0 | 0 | 0.001 | 0.011333 | 82.5397 | 1013 | 1120 | 1240 | 1370 | 1500 | Rutherford | 0.084 | 0.093 | 0.103 | 0.114 | 0.126 | 0 | 0 | 0 | 0 | 0 | 0 | 0 | 0 | 0 | 0 | 0 | 0 | 0 | 0 | 0 | 0.001 | 0.001 | 0.001 | 0.001 | 0.001 | 0.003 | 0.004 | 0.004 | 0.004 | 0.005 | 0 | 0 | 0 | 0 | 0 | 0 | 0 | 0 | 0 | 0
Connestee Falls | 0.20625 | 0.53 | 0 |  | 3108 | 0.09 | 0.004 | 0 | 0 | 0.04 | 0.07225 | 28.9575 | 3220 | 3385 | 3549 | 3714 | 3879 | Transylvania | 0.097 | 0.101 | 0.105 | 0.11 | 0.115 | 0.005 | 0.005 | 0.005 | 0.005 | 0.006 | 0 | 0 | 0 | 0 | 0 | 0 | 0 | 0 | 0 | 0 | 0.04 | 0.04 | 0.04 | 0.04 | 0.04 | 0.078 | 0.081 | 0.083 | 0.086 | 0.089 | 0 | 0 | 0 | 0 | 0 | 0 | 0 | 0 | 0 | 0
Conover | 1.8239 | 3 | 0.251 |  | 14074 | 0.681 | 0.142 | 0.151 | 0.098 | 0.09 | 0.41092 | 48.3871 | 15000 | 15250 | 15400 | 15600 | 15800 | Catawba | 0.726 | 0.738 | 0.745 | 0.755 | 0.765 | 0.151 | 0.161 | 0.171 | 0.181 | 0.192 | 0.16 | 0.17 | 0.181 | 0.192 | 0.204 | 0.104 | 0.111 | 0.118 | 0.125 | 0.132 | 0.1 | 0.106 | 0.115 | 0.122 | 0.129 | 0.125 | 0.129 | 0.134 | 0.138 | 0.143 | 0 | 0 | 0 | 0 | 0 | 0 | 0 | 0 | 0 | 0
Conway | 0.23767 | 1.001 | 0 |  | 811 | 0.079 | 0.047 | 0.06 | 0.01 | 0 | 0.041667 | 97.4106 | 710 | 700 | 700 | 700 | 700 | Northampton | 0.075 | 0.075 | 0.07 | 0.07 | 0.07 | 0.035 | 0.035 | 0.03 | 0.03 | 0.03 | 0.165 | 0.165 | 0.06 | 0.06 | 0.06 | 0.002 | 0.002 | 0.002 | 0.002 | 0.002 | 0 | 0 | 0 | 0 | 0 | 0.056 | 0.056 | 0.033 | 0.033 | 0.033 | 0 | 0 | 0 | 0 | 0 | 0 | 0 | 0 | 0 | 0
Cove City | 0.0355 | 0.098 | 0 |  | 440 | 0.024 | 0.005 | 0 | 0.002 | 0.001 | 0.0035 | 54.5455 | 520 | 555 | 582 | 623 | 657 | Craven | 0.024 | 0.025 | 0.027 | 0.03 | 0.033 | 0.003 | 0.003 | 0.003 | 0.003 | 0.003 | 0 | 0 | 0 | 0 | 0 | 0.001 | 0.001 | 0.001 | 0.001 | 0.001 | 0.001 | 0.001 | 0.001 | 0.001 | 0.001 | 0.004 | 0.004 | 0.004 | 0.005 | 0.005 | 0.15 | 0 | 0 | 0 | 0 | 0 | 0 | 0 | 0 | 0
Craven County | 2.4779 | 3.539 | 0.0009589 |  | 33605 | 1.925 | 0.351 | 0 | 0 | 0.046 | 0.15496 | 57.2831 | 35564 | 41593 | 48645 | 56892 | 62500 | Craven | 2.2 | 2.4 | 2.8 | 3.28 | 3.6 | 0.28 | 0.33 | 0.39 | 0.45 | 0.5 | 0 | 0 | 0 | 0 | 0 | 0 | 0 | 0 | 0 | 0 | 0.041 | 0.041 | 0.041 | 0.041 | 0.041 | 0.963 | 1.058 | 1.234 | 1.44 | 1.581 | 3 | 0 | 0 | 0 | 0 | 0 | 0 | 0 | 0 | 0
Creedmoor | 0.32817 | 0.55 | 0 |  | 4397 | 0.205 | 0.001 | 0.019 | 0.018 | 0.045 | 0.040167 | 46.6227 | 7475 | 10450 | 13425 | 16400 | 16400 | Granville | 0.223 | 0.257 | 0.3 | 0.34 | 0.391 | 0.01 | 0.019 | 0.022 | 0.041 | 0.045 | 0.021 | 0.024 | 0.027 | 0.03 | 0.033 | 0.019 | 0.02 | 0.021 | 0.022 | 0.023 | 0.045 | 0.045 | 0.045 | 0.045 | 0.045 | 0.045 | 0.052 | 0.059 | 0.068 | 0.076 | 0 | 0 | 0 | 0 | 0 | 0 | 0 | 0 | 0 | 0
Creswell | 0.04825 | 0.284 | 0 |  | 482 | 0.025 | 0.003 | 0.007 | 0.002 | 0.003 | 0.00825 | 51.8672 | 450 | 450 | 450 | 450 | 450 | Washington | 0.03 | 0.03 | 0.03 | 0.03 | 0.03 | 0.006 | 0.006 | 0.006 | 0.006 | 0.006 | 0.01 | 0.01 | 0.01 | 0.01 | 0.01 | 0.005 | 0.005 | 0.005 | 0.005 | 0.005 | 0.003 | 0.003 | 0.003 | 0.003 | 0.003 | 0.004 | 0.004 | 0.004 | 0.004 | 0.004 | 0.208 | 0 | 0 | 0 | 0 | 0 | 0 | 0 | 0 | 0
Crossnore | 0.036333 | 0.086 | 0 |  | 254 | 0.013 | 0.001 | 0 | 0.009 | 0.002 | 0.011333 | 51.1811 | 260 | 265 | 265 | 270 | 270 | Avery | 0.025 | 0.025 | 0.025 | 0.025 | 0.025 | 0 | 0 | 0 | 0 | 0 | 0 | 0 | 0 | 0 | 0 | 0.01 | 0.01 | 0.01 | 0.01 | 0.01 | 0.002 | 0.002 | 0.002 | 0.002 | 0.002 | 0.015 | 0.015 | 0.015 | 0.015 | 0.015 | 0 | 0 | 0 | 0 | 0 | 0 | 0 | 0 | 0 | 0
Currituck Co - Mainland | 1.0417 | 3.268 | 0 |  | 12500 | 0.576 | 0.396 | 0 | 0.016 | 0.252 | -0.19833 | 46.08 | 12600 | 12800 | 13000 | 13200 | 13400 | Currituck | 0.57 | 0.58 | 0.59 | 0.6 | 0.61 | 0.67 | 0.68 | 0.69 | 0.7 | 0.71 | 0 | 0 | 0 | 0 | 0 | 0.16 | 0.17 | 0.18 | 0.19 | 0.2 | 0.253 | 0.254 | 0.255 | 0.256 | 0.257 | 0.16 | 0.163 | 0.166 | 0.169 | 0.172 | 0 | 0 | 0 | 0 | 0 | 0 | 0 | 0 | 0 | 0
Dallas | 0.65442 | 1 | 0 |  | 6795 | 0.289 | 0.151 | 0 | 0 | 0.149 | 0.065417 | 42.5313 | 7170 | 7456 | 7754 | 8064 | 8386 | Gaston | 0.292 | 0.293 | 0.304 | 0.305 | 0.306 | 0.152 | 0.153 | 0.154 | 0.155 | 0.156 | 0 | 0 | 0 | 0 | 0 | 0 | 0 | 0 | 0 | 0 | 0.189 | 0.19 | 0.191 | 0.192 | 0.193 | 0.042 | 0.043 | 0.043 | 0.044 | 0.044 | 0 | 0 | 0 | 0 | 0 | 0 | 0 | 0 | 0 | 0
Dan River Water Inc. | 0.78992 | 1.64 | 0 |  | 12100 | 0 | 0 | 0 | 0 | 0 | 0.78992 | 0 | 12747 | 13499 | 14295 | 15138 | 15300 | Rockingham | 0.801 | 0.849 | 0.899 | 0.952 | 0.99 | 0.019 | 0.021 | 0.022 | 0.023 | 0.025 | 0.001 | 0.001 | 0.001 | 0.001 | 0.003 | 0.016 | 0.017 | 0.018 | 0.019 | 0.021 | 0.001 | 0.001 | 0.001 | 0.001 | 0.001 | 0.149 | 0.158 | 0.167 | 0.177 | 0.185 | 0 | 0 | 0 | 0 | 0 | 0 | 0 | 0 | 0 | 0
Danbury | 0.02675 | 0.069 | 0 |  | 108 | 0.005 | 0 | 0 | 0.019 | 0.002 | 0.00075 | 46.2963 | 135 | 140 | 145 | 155 | 165 | Stokes | 0.018 | 0.018 | 0.02 | 0.022 | 0.024 | 0 | 0 | 0 | 0 | 0 | 0 | 0 | 0 | 0 | 0 | 0.032 | 0.034 | 0.036 | 0.038 | 0.04 | 0.001 | 0.001 | 0.001 | 0.001 | 0.001 | -0.031 | -0.032 | -0.034 | -0.037 | -0.039 | 0 | 0 | 0 | 0 | 0 | 0 | 0 | 0 | 0 | 0
Dare Co Regional | 6.5486 | 7.949 | 2.723 |  | 24150 | 2.636 | 0.223 | 0 | 0 | 0.901 | 0.065583 | 109.1511 | 24700 | 25600 | 26700 | 26000 | 26000 | Dare | 2.66 | 2.68 | 2.7 | 2.7 | 2.7 | 0.229 | 0.232 | 0.24 | 0.242 | 0.25 | 0 | 0 | 0 | 0 | 0 | 0 | 0 | 0 | 0 | 0 | 0.901 | 0.91 | 0.91 | 0.912 | 0.922 | 0.088 | 0.088 | 0.089 | 0.089 | 0.09 | 0 | 0 | 0 | 0 | 0 | 0 | 0 | 0 | 0 | 0
Dare Co Rodanthe-Waves-Salvo | 0.404 | 1.248 | 0 |  | 1016 | 0.237 | 0.049 | 0 | 0 | 0.031 | 0.087 | 233.2677 | 1080 | 1170 | 1280 | 1400 | 1540 | Dare | 0.303 | 0.333 | 0.366 | 0.403 | 0.443 | 0.046 | 0.051 | 0.056 | 0.062 | 0.067 | 0 | 0 | 0 | 0 | 0 | 0 | 0 | 0 | 0 | 0 | 0.001 | 0.001 | 0.001 | 0.002 | 0.002 | 0.061 | 0.067 | 0.074 | 0.082 | 0.09 | 0 | 0 | 0 | 0 | 0 | 0 | 0 | 0 | 0 | 0
Dare Co. Cape Hatteras | 1.3123 | 3.34 | 0 |  | 5476 | 0.524 | 0.242 | 0 | 0 | 0.484 | 0.062333 | 95.6903 | 5760 | 6048 | 6351 | 6668 | 7001 | Dare | 0.542 | 0.57 | 0.598 | 0.628 | 0.66 | 0.248 | 0.26 | 0.273 | 0.287 | 0.301 | 0 | 0 | 0 | 0 | 0 | 0 | 0 | 0 | 0 | 0 | 0 | 0 | 0 | 0 | 0 | 0.058 | 0.061 | 0.064 | 0.067 | 0.071 | 0 | 0 | 0 | 0 | 0 | 0 | 0 | 0 | 0 | 0
Davidson Water | 9.5329 | 36 | 0.12891 |  | 149758 | 7.139 | 0.259 | 0.218 | 0.298 | 0.378 | 1.112 | 47.6702 | 163205 | 180705 | 198205 | 215705 | 233205 | Davidson | 8.181 | 9.204 | 10.354 | 11.649 | 13.105 | 0.271 | 0.297 | 0.323 | 0.349 | 0.379 | 0.241 | 0.265 | 0.291 | 0.321 | 0.353 | 0.329 | 0.362 | 0.398 | 0.438 | 0.482 | 0.385 | 0.432 | 0.485 | 0.545 | 0.611 | 1.482 | 1.664 | 1.867 | 2.096 | 2.352 | 0 | 0 | 0 | 0 | 0 | 0 | 0 | 0 | 0 | 0
Davie Co | 2.7021 | 73.5 | 0 |  | 40000 | 1.6 | 0.238 | 0.039 | 0.019 | 0.539 | 0.26708 | 40 | 46893 | 52411 | 58176 | 64576 | 71679 | Davie | 1.944 | 2.235 | 2.57 | 2.956 | 3.399 | 0.205 | 0.235 | 0.271 | 0.311 | 0.358 | 0.178 | 0.205 | 0.236 | 0.271 | 0.312 | 0.071 | 0.082 | 0.094 | 0.108 | 0.125 | 0.328 | 0.377 | 0.433 | 0.498 | 0.573 | 0.397 | 0.456 | 0.525 | 0.603 | 0.694 | 0 | 0 | 0 | 0 | 0 | 0 | 0 | 0 | 0 | 0
Deep Run Water Corp | 0.92233 | 3.65 | 0 |  | 12915 | 0.677 | 0.042 | 0 | 0 | 0.082 | 0.12133 | 52.4197 | 16413 | 19630 | 23478 | 28080 | 28080 | Lenoir | 1.075 | 1.285 | 1.537 | 1.839 | 1.839 | 0.062 | 0.075 | 0.089 | 0.107 | 0.107 | 0 | 0 | 0 | 0 | 0 | 0 | 0 | 0 | 0 | 0 | 0 | 0 | 0 | 0 | 0 | 0.081 | 0.097 | 0.116 | 0.139 | 0.139 | 0 | 0.908 | 0 | 0 | 0 | 0 | 0 | 0 | 0 | 0
Denton | 1.154 | 2.3 | 0.612 |  | 1686 | 0.084 | 0.036 | 0.039 | 0.067 | 0.25 | 0.066 | 49.8221 | 1720 | 1754 | 1790 | 1826 | 1863 | Davidson | 0.098 | 0.101 | 0.104 | 0.107 | 0.11 | 0.041 | 0.042 | 0.043 | 0.044 | 0.045 | 0.041 | 0.042 | 0.043 | 0.044 | 0.045 | 0.031 | 0.031 | 0.032 | 0.033 | 0.034 | 0.29 | 0.295 | 0.303 | 0.31 | 0.319 | 0.068 | 0.07 | 0.072 | 0.073 | 0.076 | 0 | 0 | 0 | 0 | 0 | 0 | 0 | 0 | 0 | 0
Dobson | 0.85667 | 2.24 | 0.03 |  | 2200 | 0.089 | 0.108 | 0.53 | 0.031 | 0.016 | 0.052667 | 40.4545 | 2222 | 2266 | 2310 | 2354 | 2398 | Surry | 0.101 | 0.103 | 0.104 | 0.106 | 0.107 | 0.103 | 0.105 | 0.11 | 0.115 | 0.12 | 0.563 | 0.565 | 0.57 | 0.575 | 0.58 | 0.022 | 0.023 | 0.024 | 0.025 | 0.026 | 0.016 | 0.016 | 0.016 | 0.016 | 0.016 | 0.07 | 0.07 | 0.07 | 0.07 | 0.07 | 0 | 0 | 0 | 0 | 0 | 0 | 0 | 0 | 0 | 0
Dortches | 0.0065833 | 0.045 | 0 |  | 50 | 0.001 | 0.006 | 0 | 0 | 0 | -0.00041667 | 20 | 140 | 140 | 140 | 140 | 150 | Nash | 0.006 | 0.006 | 0.006 | 0.006 | 0.007 | 0.02 | 0.02 | 0.02 | 0.02 | 0.022 | 0 | 0 | 0 | 0 | 0 | 0 | 0 | 0 | 0 | 0 | 0 | 0 | 0 | 0 | 0 | 0.002 | 0.002 | 0.002 | 0.002 | 0.002 | 0 | 0 | 0 | 0 | 0 | 0 | 0 | 0 | 0 | 0
Dover | 0.02475 | 0.092 | 0 |  | 418 | 0.002 | 0.001 | 0 | 0.001 | 0 | 0.02075 | 4.7847 | 422 | 427 | 435 | 440 | 445 | Craven | 0.01 | 0.012 | 0.014 | 0.016 | 0.017 | 0.001 | 0.002 | 0.002 | 0.002 | 0.002 | 0 | 0 | 0 | 0 | 0 | 0.001 | 0.001 | 0.001 | 0.001 | 0.001 | 0 | 0 | 0 | 0 | 0 | 0 | 0 | 0 | 0 | 0 | 0 | 0 | 0 | 0 | 0 | 0 | 0 | 0 | 0 | 0
Drexel | 0.20542 | 0.86 | 0 |  | 3200 | 0.16 | 0.02 | 0 | 0 | 0.002 | 0.023417 | 50 | 3474 | 3837 | 4239 | 4682 | 5172 | Burke | 0.161 | 0.176 | 0.192 | 0.21 | 0.23 | 0.016 | 0.018 | 0.019 | 0.021 | 0.023 | 0.016 | 0.018 | 0.019 | 0.021 | 0.023 | 0.029 | 0.032 | 0.035 | 0.038 | 0.041 | 0.002 | 0.002 | 0.003 | 0.003 | 0.003 | 0.013 | 0.013 | 0.014 | 0.015 | 0.016 | 0 | 0 | 0 | 0 | 0 | 0 | 0 | 0 | 0 | 0
Dublin | 0.061417 | 0.15 | 0 |  | 445 | 0.021 | 0.002 | 0.005 | 0.003 | 0 | 0.030417 | 47.191 | 450 | 455 | 460 | 465 | 470 | Bladen | 0.028 | 0.029 | 0.03 | 0.031 | 0.032 | 0.004 | 0.005 | 0.006 | 0.007 | 0.008 | 0.007 | 0.007 | 0.007 | 0.007 | 0.008 | 0.003 | 0.003 | 0.003 | 0.003 | 0.003 | 0.001 | 0.001 | 0.001 | 0.001 | 0.001 | 0.005 | 0.001 | 0.005 | 0.005 | 0.005 | 0 | 0 | 0 | 0 | 0 | 0 | 0 | 0 | 0 | 0
Dunn | 3.5722 | 12 | 1.688 |  | 9263 | 0.544 | 0.51 | 0.092 | 0.158 | 0.2 | 0.38017 | 58.7283 | 9363 | 9463 | 9563 | 9663 | 9763 | Harnett | 0.553 | 0.564 | 0.575 | 0.587 | 0.599 | 0.535 | 0.546 | 0.557 | 0.568 | 0.579 | 0.097 | 0.099 | 0.101 | 0.103 | 0.105 | 0.17 | 0.173 | 0.177 | 0.181 | 0.185 | 0.252 | 0.254 | 0.256 | 0.258 | 0.26 | 0.406 | 0.413 | 0.421 | 0.429 | 0.437 | 0 | 0 | 0 | 0 | 0 | 0 | 0 | 0 | 0 | 0
Duplin Co | 1.5878 | 4.261 | 0 |  | 16000 | 0.938 | 0.094 | 0.204 | 0.147 | 0.018 | 0.18683 | 58.625 | 16252 | 16533 | 17101 | 17448 | 17961 | Duplin | 0.908 | 0.912 | 0.916 | 0.92 | 0.924 | 0.1 | 0.105 | 0.11 | 0.115 | 0.115 | 0.212 | 0.229 | 0.236 | 0.242 | 0.248 | 0.153 | 0.157 | 0.163 | 0.168 | 0.175 | 0 | 0 | 0 | 0 | 0 | 0.569 | 0.581 | 0.59 | 0.599 | 0.606 | 0 | 0 | 0 | 0 | 0 | 0 | 0 | 0 | 0 | 0
DUPLIN CO | 1.5878 | 4.261 | 0 |  | 16000 | 0.938 | 0.094 | 0.204 | 0.147 | 0.018 | 0.18683 | 58.625 | 16252 | 16533 | 17101 | 17448 | 17961 | Duplin | 0.908 | 0.912 | 0.916 | 0.92 | 0.924 | 0.1 | 0.105 | 0.11 | 0.115 | 0.115 | 0.212 | 0.229 | 0.236 | 0.242 | 0.248 | 0.153 | 0.157 | 0.163 | 0.168 | 0.175 | 0 | 0 | 0 | 0 | 0 | 0.569 | 0.581 | 0.59 | 0.599 | 0.606 | 0 | 0 | 0 | 0 | 0 | 0 | 0 | 0 | 0 | 0
DUPLIN CO WD G | ERROR | 0 | 0 |  | #N/A | 0 | 0 | 0 | 0 | 0 | #VALUE! | ERROR | 0 | 0 | 0 | 0 | 0 | Duplin | 0 | 0 | 0 | 0 | 0 | 0 | 0 | 0 | 0 | 0 | 0 | 0 | 0 | 0 | 0 | 0 | 0 | 0 | 0 | 0 | 0 | 0 | 0 | 0 | 0 | 0 | 0 | 0 | 0 | 0 | 0 | 0 | 0 | 0 | 0 | 0 | 0 | 0 | 0 | 0
Durham | 26.9617 | 37.9 | 0.017951 |  | 265472 | 13.415 | 6.585 | 1.439 | 2.87 | 1.017 | 1.6177 | 50.5326 | 286419 | 329421 | 372423 | 415425 | 458426 | Durham | 15.47 | 17.46 | 19.37 | 21.19 | 22.92 | 7.19 | 8.4 | 9.5 | 10.53 | 11.49 | 1.24 | 1.47 | 1.68 | 1.89 | 2.07 | 2.19 | 2.41 | 2.63 | 2.84 | 3.05 | 1.04 | 1.16 | 1.3 | 1.42 | 1.51 | 3.53 | 3.24 | 3.62 | 3.98 | 3.33 | 0 | 6.5 | 0 | 0 | 0 | 0 | 0 | 0 | 0 | 0
East Arcadia | 0.24583 | 0.159 | 0 |  | 527 | 0.021 | 0.005 | 0 | 0 | 0 | 0.21983 | 39.8482 | 532 | 537 | 542 | 548 | 553 | Bladen | 0.021 | 0.021 | 0.021 | 0.021 | 0.021 | 0.005 | 0.005 | 0.005 | 0.005 | 0.006 | 0 | 0 | 0 | 0 | 0 | 0 | 0 | 0 | 0 | 0 | 0 | 0 | 0 | 0 | 0 | 0.029 | 0.029 | 0.029 | 0.029 | 0.03 | 0 | 0 | 0 | 0 | 0 | 0 | 0 | 0 | 0 | 0
East Bend | 0.06375 | 0.245 | 0 |  | 1400 | 0.042 | 0.008 | 0.001 | 0.002 | 0.002 | 0.00875 | 30 | 1520 | 1600 | 1680 | 1720 | 1760 | Yadkin | 0.05 | 0.054 | 0.059 | 0.065 | 0.071 | 0.008 | 0.008 | 0.009 | 0.009 | 0.01 | 0.003 | 0.004 | 0.005 | 0.005 | 0.005 | 0.002 | 0.003 | 0.003 | 0.003 | 0.003 | 0.003 | 0.004 | 0.004 | 0.004 | 0.004 | 0.01 | 0.012 | 0.013 | 0.014 | 0.015 | 0 | 0 | 0 | 0 | 0 | 0 | 0 | 0 | 0 | 0
East Moore Water District | 0.72725 | 3 | 0.412 |  | 6592 | 0.201 | 0.018 | 0 | 0 | 0 | 0.09625 | 30.4915 | 6320 | 6547 | 6783 | 7027 | 7280 | Moore | 0.25 | 0.269 | 0.314 | 0.377 | 0.428 | 0.007 | 0.008 | 0.01 | 0.011 | 0.013 | 0 | 0 | 0 | 0 | 0 | 0.004 | 0.004 | 0.005 | 0.006 | 0.007 | 0.024 | 0.024 | 0.024 | 0.024 | 0.024 | 0.047 | 0.054 | 0.063 | 0.075 | 0.084 | 0 | 0 | 0 | 0 | 0 | 0 | 0 | 0 | 0 | 0
East Spencer | 0.16375 | 0.5 | 0 |  | 1517 | 0.09 | 0.001 | 0.014 | 0.039 | 0.001 | 0.01875 | 59.3276 | 1541 | 1572 | 1604 | 1636 | 1668 | Rowan | 0.091 | 0.093 | 0.095 | 0.097 | 0.098 | 0.001 | 0.001 | 0.001 | 0.001 | 0.001 | 0.015 | 0.015 | 0.016 | 0.017 | 0.018 | 0.041 | 0.043 | 0.045 | 0.047 | 0.05 | 0.003 | 0.003 | 0.003 | 0.003 | 0.003 | 0.02 | 0.02 | 0.021 | 0.022 | 0.022 | 0 | 0.5 | 0 | 0 | 0 | 0 | 0 | 0 | 0 | 0
Eastern Pines Water Corporation | 1.4611 | 3.626 | 0 |  | 19543 | 1.16 | 0.31 | 0 | 0 | 0.007 | -0.015917 | 59.3563 | 32160 | 45810 | 0 | 0 | 0 | Pitt | 2.33 | 3.32 | 0 | 0 | 0 | 0.3 | 0.43 | 0 | 0 | 0 | 0 | 0 | 0 | 0 | 0 | 0 | 0 | 0 | 0 | 0 | 0 | 0 | 0 | 0 | 0 | 0.19 | 0.27 | 0 | 0 | 0 | 0 | 0 | 0 | 0 | 0 | 0 | 0 | 0 | 0 | 0
Eastover Sanitary District | 0.3865 | 1 | 0 |  | 5000 | 0.299 | 0.038 | 0 | 0.012 | 0.001 | 0.0365 | 59.8 | 6200 | 6300 | 6400 | 6500 | 6600 | Cumberland | 0.31 | 0.32 | 0.33 | 0.34 | 0.35 | 0.042 | 0.044 | 0.046 | 0.048 | 0.05 | 0 | 0 | 0 | 0 | 0 | 0.013 | 0.014 | 0.015 | 0.016 | 0.017 | 0.001 | 0.001 | 0.001 | 0.001 | 0.001 | 0.039 | 0.04 | 0.041 | 0.043 | 0.044 | 0 | 0 | 0 | 0 | 0 | 0 | 0 | 0 | 0 | 0
Eden | 5.7267 | 24.17 | 0.792 |  | 15527 | 0.803 | 0.097 | 2.778 | 0.53 | 0.36 | 0.36667 | 51.7164 | 16147 | 16390 | 16513 | 16636 | 16800 | Rockingham | 1.175 | 1.185 | 1.195 | 1.2 | 1.205 | 0.085 | 0.09 | 0.095 | 0.1 | 0.105 | 3.149 | 3.173 | 3.197 | 3.22 | 3.223 | 0.137 | 0.138 | 0.139 | 0.14 | 0.141 | 0.382 | 0.386 | 0.389 | 0.392 | 0.393 | 0.257 | 0.259 | 0.262 | 0.264 | 0.264 | 0 | 0 | 0 | 0 | 0 | 0 | 0 | 0 | 0 | 0
Edenton | 0.50708 | 1.258 | 0 |  | 5500 | 0.196 | 0.091 | 0.02 | 0.101 | 0.03 | 0.069083 | 35.6364 | 5582 | 5642 | 5702 | 5784 | 5833 | Chowan | 0.196 | 0.207 | 0.218 | 0.23 | 0.242 | 0.1 | 0.115 | 0.126 | 0.138 | 0.152 | 0.016 | 0.017 | 0.018 | 0.018 | 0.019 | 0.101 | 0.114 | 0.127 | 0.138 | 0.151 | 0.022 | 0.022 | 0.022 | 0.022 | 0.022 | 0.152 | 0.166 | 0.178 | 0.191 | 0.205 | 0 | 0 | 0 | 0 | 0 | 0 | 0 | 0 | 0 | 0
Edgecombe Co WSD | 0.88875 | 1.15 | 0 |  | 11978 | 0.552 | 0.034 | 0.056 | 0 | 0.15 | 0.09675 | 46.0845 | 12500 | 13500 | 14000 | 14000 | 14000 | Edgecombe | 0.55 | 0.57 | 0.58 | 0.59 | 0.6 | 0.05 | 0.06 | 0.07 | 0.075 | 0.076 | 0.026 | 0.027 | 0.028 | 0.029 | 0.03 | 0 | 0 | 0 | 0 | 0 | 0.015 | 0.016 | 0.017 | 0.019 | 0.02 | -0.606 | -0.588 | -0.588 | -0.588 | -0.574 | 0 | 0 | 0 | 0 | 0 | 0 | 0 | 0 | 0 | 0
Edgecombe Co WSD 5 | ERROR | 0 | 0 |  | #N/A | 0 | 0 | 0 | 0 | 0 | #VALUE! | ERROR | 0 | 0 | 0 | 0 | 0 | Edgecombe | 0 | 0 | 0 | 0 | 0 | 0 | 0 | 0 | 0 | 0 | 0 | 0 | 0 | 0 | 0 | 0 | 0 | 0 | 0 | 0 | 0 | 0 | 0 | 0 | 0 | 0 | 0 | 0 | 0 | 0 | 0 | 0 | 0 | 0 | 0 | 0 | 0 | 0 | 0 | 0
Elizabeth City | 2.1117 | 3.312 | 0.002 |  | 18009 | 0.734 | 0.35 | 0.007 | 0.327 | 0.022 | 0.66967 | 40.7574 | 18180 | 18362 | 18545 | 18730 | 18917 | Pasquotank | 0.834 | 0.887 | 0.943 | 1 | 1.05 | 0.388 | 0.412 | 0.439 | 0.467 | 0.49 | 0.044 | 0.046 | 0.049 | 0.053 | 0.056 | 0.381 | 0.405 | 0.431 | 0.459 | 0.482 | 0.03 | 0.035 | 0.041 | 0.048 | 0.056 | 0.844 | 0.897 | 0.955 | 1.015 | 1.066 | 0.5 | 0 | 0 | 0 | 0 | 0 | 0 | 0 | 0 | 0
Elk Park | 0.062167 | 0.237 | 0 |  | 450 | 0.052 | 0.001 | 0 | 0 | 0.003 | 0.0061667 | 115.5556 | 464 | 488 | 513 | 539 | 566 | Avery | 0.054 | 0.058 | 0.06 | 0.062 | 0.063 | 0.002 | 0.003 | 0.003 | 0.004 | 0.004 | 0 | 0 | 0 | 0 | 0 | 0 | 0 | 0 | 0 | 0 | 0.003 | 0.004 | 0.004 | 0.005 | 0.006 | 0.006 | 0.007 | 0.007 | 0.007 | 0.007 | 0 | 0 | 0 | 0 | 0 | 0 | 0 | 0 | 0 | 0
Elkin | 0.8395 | 5.8 | 0.078 |  | 4000 | 0.17 | 0.18 | 0.06 | 0.06 | 0.02 | 0.2715 | 42.5 | 4000 | 4000 | 4000 | 4000 | 4000 | Surry | 0.17 | 0.17 | 0.185 | 0.19 | 0.2 | 0.18 | 0.18 | 0.185 | 0.19 | 0.19 | 0.06 | 0.06 | 0.06 | 0.07 | 0.08 | 0.06 | 0.07 | 0.07 | 0.08 | 0.08 | 0.014 | 0.014 | 0.015 | 0.015 | 0.016 | 0.217 | 0.226 | 0.238 | 0.251 | 0.265 | 0 | 0 | 0 | 0 | 0 | 0 | 0 | 0 | 0 | 0
Ellenboro | 0.13333 | 0.333 | 0 |  | 2028 | 0.1 | 0.01 | 0 | 0.02 | 0.001 | 0.0023333 | 49.3097 | 2149 | 2365 | 2601 | 2861 | 3147 | Rutherford | 0.105 | 0.115 | 0.126 | 0.138 | 0.151 | 0.01 | 0.01 | 0.01 | 0.01 | 0.01 | 0 | 0 | 0 | 0 | 0 | 0.03 | 0.03 | 0.03 | 0.04 | 0.04 | 0.001 | 0.001 | 0.001 | 0.001 | 0.001 | 0.01 | 0.011 | 0.011 | 0.013 | 0.014 | 0 | 0 | 0 | 0 | 0 | 0 | 0 | 0 | 0 | 0
Ellerbe | 0.3675 | 0 | 0 |  | 1200 | 0.37 | 0.016 | 0.018 | 0.005 | 0.09 | -0.1315 | 308.3333 | 1200 | 1200 | 1200 | 1200 | 1200 | Richmond | 0.094 | 0.094 | 0.094 | 0.094 | 0.094 | 0.015 | 0.015 | 0.015 | 0.015 | 0.015 | 0.015 | 0.015 | 0.015 | 0.015 | 0.015 | 0.006 | 0.006 | 0.006 | 0.006 | 0.006 | 0 | 0 | 0 | 0 | 0 | 0.011 | 0.011 | 0.011 | 0.011 | 0.011 | 0 | 0 | 0 | 0 | 0 | 0 | 0 | 0 | 0 | 0
Elm City | 0.10833 | 0.452 | 0 |  | 1375 | 0.063 | 0.008 | 0.001 | 0.006 | 0.003 | 0.027333 | 45.8182 | 1400 | 1500 | 1525 | 1550 | 1575 | Wilson | 0.065 | 0.067 | 0.069 | 0.071 | 0.073 | 0.01 | 0.012 | 0.014 | 0.016 | 0.018 | 0.001 | 0.001 | 0.001 | 0.001 | 0.001 | 0.007 | 0.008 | 0.009 | 0.01 | 0.011 | 0.004 | 0.005 | 0.006 | 0.007 | 0.008 | 0.057 | 0.061 | 0.065 | 0.069 | 0.073 | 0 | 0 | 0 | 0 | 0 | 0 | 0 | 0 | 0 | 0
Elon | 0.64483 | 1.6 | 0 |  | 10800 | 0.317 | 0.018 | 0.017 | 0.245 | 0.01 | 0.037833 | 29.3519 | 12252 | 14671 | 17090 | 19509 | 21928 | Alamance | 0.357 | 0.422 | 0.488 | 0.55 | 0.614 | 0.02 | 0.024 | 0.028 | 0.031 | 0.035 | 0.019 | 0.023 | 0.026 | 0.03 | 0.033 | 0.276 | 0.326 | 0.377 | 0.425 | 0.475 | 0.011 | 0.013 | 0.015 | 0.017 | 0.019 | 0.042 | 0.049 | 0.057 | 0.064 | 0.072 | 0 | 0 | 0 | 0 | 0 | 0 | 0 | 0 | 0 | 0
Energy United Water | 1.6664 | 2.5 | 0.835 |  | 11990 | 0.522 | 0.037 | 0.096 | 0.048 | 0.025 | 0.10342 | 43.5363 | 12250 | 13125 | 13775 | 15275 | 21000 | Alexander | 0.548 | 0.575 | 0.615 | 0.645 | 0.675 | 0.055 | 0.06 | 0.065 | 0.07 | 0.075 | 0.011 | 0.115 | 0.125 | 0.135 | 0.145 | 0.05 | 0.055 | 0.06 | 0.065 | 0.07 | 0.025 | 0.027 | 0.028 | 0.029 | 0.03 | 0.075 | 0.08 | 0.085 | 0.09 | 0.095 | 0 | 0 | 0 | 0 | 0 | 0 | 0 | 0 | 0 | 0
Enfield Water System | 0.35633 | 7.3 | 0.001 |  | 2536 | 0.138 | 0.046 | 0.039 | 0 | 0.061 | 0.071333 | 54.4164 | 2550 | 2650 | 2850 | 3000 | 3200 | Halifax | 0.126 | 0.128 | 0.13 | 0.132 | 0.134 | 0.048 | 0.05 | 0.052 | 0.054 | 0.056 | 0.04 | 0.041 | 0.042 | 0.043 | 0.044 | 0 | 0 | 0 | 0 | 0 | 0.038 | 0.038 | 0.038 | 0.038 | 0.038 | 0.107 | 0.109 | 0.112 | 0.114 | 0.116 | 0 | 0 | 0 | 0 | 0 | 0 | 0 | 0 | 0 | 0
Everetts | 0.027 | 0.045 | 0 |  | 367 | 0.019 | 0.003 | 0 | 0 | 0.001 | 0.004 | 51.7711 | 400 | 425 | 450 | 475 | 500 | Martin | 0.023 | 0.024 | 0.025 | 0.026 | 0.027 | 0.004 | 0.005 | 0.006 | 0.007 | 0.008 | 0 | 0 | 0 | 0 | 0 | 0 | 0 | 0 | 0 | 0 | 0.001 | 0.001 | 0.001 | 0.001 | 0.001 | 0.002 | 0.003 | 0.003 | 0.003 | 0.003 | 0 | 0 | 0 | 0 | 0 | 0 | 0 | 0 | 0 | 0
Fair Bluff | 0.10842 | 0.948 | 0 |  | 923 | 0.093 | 0.009 | 0.001 | 0.001 | 0 | 0.0044167 | 100.7584 | 1050 | 1425 | 1500 | 1575 | 1650 | Columbus | 0.145 | 0.153 | 0.161 | 0.17 | 0.18 | 0.014 | 0.016 | 0.018 | 0.02 | 0.025 | 0.004 | 0.004 | 0.004 | 0.004 | 0.007 | 0.008 | 0.008 | 0.008 | 0.008 | 0.008 | 0 | 0 | 0 | 0 | 0 | 0.009 | 0.01 | 0.011 | 0.012 | 0.015 | 0 | 0 | 0 | 0 | 0 | 0 | 0 | 0 | 0 | 0
Fairfield Harbour | 0.35875 | 1.012 | 0 |  | 4680 | 0.241 | 0.005 | 0 | 0 | 0.013 | 0.09975 | 51.4957 | 6739 | 7466 | 7466 | 7466 | 7466 | Craven | 0.404 | 0.479 | 0.479 | 0.479 | 0.479 | 0.01 | 0.012 | 0.012 | 0.012 | 0.012 | 0 | 0 | 0 | 0 | 0 | 0 | 0 | 0 | 0 | 0 | 0.013 | 0.013 | 0.013 | 0.013 | 0.013 | 0.136 | 0.16 | 0.16 | 0.16 | 0.16 | 0 | 0 | 0 | 0 | 0 | 0 | 0 | 0 | 0 | 0
Fairfield Sapphire | 0.31875 | 0.644 | 0 |  | 3816 | 0.118 | 0.019 | 0 | 0 | 0.01 | 0.17175 | 30.9224 | 4095 | 4681 | 4747 | 4747 | 4747 | Jackson | 0.12 | 0.138 | 0.139 | 0.139 | 0.139 | 0.026 | 0.03 | 0.03 | 0.03 | 0.03 | 0 | 0 | 0 | 0 | 0 | 0 | 0 | 0 | 0 | 0 | 0.01 | 0.01 | 0.01 | 0.01 | 0.01 | 0.183 | 0.208 | 0.209 | 0.209 | 0.209 | 0.049 | 0 | 0 | 0 | 0 | 0 | 0 | 0 | 0 | 0
Fairmont | 0.30775 | 1.386 | 0 |  | 2672 | 0.012 | 0.03 | 0 | 0 | 0 | 0.26575 | 4.491 | 2844 | 2958 | 3076 | 3200 | 3500 | Robeson | 0.327 | 0.34 | 0.354 | 0.368 | 0.375 | 0.05 | 0.06 | 0.065 | 0.07 | 0.075 | 0.3 | 0.4 | 0.45 | 0.5 | 0.55 | 0.01 | 0.011 | 0.012 | 0.013 | 0.015 | 0 | 0 | 0 | 0 | 0 | 0.067 | 0.073 | 0.078 | 0.082 | 0.085 | 0 | 0 | 0 | 0 | 0 | 0 | 0 | 0 | 0 | 0
Faison | 0.59933 | 1.44 | 0 |  | 995 | 0.1 | 0.08 | 0.357 | 0 | 0.009 | 0.053333 | 100.5025 | 820 | 850 | 875 | 900 | 925 | Duplin | 0.11 | 0.116 | 0.121 | 0.125 | 0.129 | 0.302 | 0.319 | 0.337 | 0.355 | 0.357 | 0 | 0 | 0 | 0 | 0 | 0 | 0 | 0 | 0 | 0 | 0.023 | 0.023 | 0.023 | 0.023 | 0.023 | 0.023 | 0.024 | 0.026 | 0.027 | 0.027 | 0 | 0 | 0 | 0 | 0 | 0 | 0 | 0 | 0 | 0
Faith | 0.081083 | 0.209 | 0 |  | 1000 | 0.062 | 0.005 | 0 | 0.003 | 0 | 0.011083 | 62 | 1010 | 1030 | 1160 | 1170 | 1180 | Rowan | 0.06 | 0.06 | 0.07 | 0.07 | 0.07 | 0 | 0.001 | 0.001 | 0.001 | 0.001 | 0 | 0 | 0 | 0 | 0 | 0 | 0 | 0 | 0 | 0 | 0 | 0 | 0 | 0 | 0 | 0.009 | 0.009 | 0.01 | 0.01 | 0.01 | 0 | 0 | 0 | 0 | 0 | 0 | 0 | 0 | 0 | 0
Falcon | 0.119 | 0.2 | 0.012 |  | 735 | 0.06 | 0.04 | 0 | 0.008 | 0 | -0.001 | 81.6327 | 760 | 820 | 907 | 957 | 1007 | Cumberland | 0.043 | 0.046 | 0.049 | 0.052 | 0.055 | 0.01 | 0.01 | 0.01 | 0.01 | 0.011 | 0 | 0 | 0 | 0 | 0 | 0.008 | 0.008 | 0.008 | 0.008 | 0.009 | 0 | 0 | 0 | 0 | 0 | 0.001 | 0.001 | 0.001 | 0.001 | 0.001 | 0 | 0 | 0 | 0 | 0 | 0 | 0 | 0 | 0 | 0
Fallston Water System | 0.07225 | 0.079 | 0 |  | 584 | 0.026 | 0.011 | 0 | 0 | 0.001 | 0.03425 | 44.5205 | 587 | 593 | 598 | 604 | 610 | Cleveland | 0.026 | 0.026 | 0.026 | 0.026 | 0.026 | 0.012 | 0.012 | 0.013 | 0.013 | 0.013 | 0 | 0 | 0 | 0 | 0 | 0.001 | 0.001 | 0.001 | 0.001 | 0.001 | 0.001 | 0.001 | 0.001 | 0.001 | 0.001 | 0.014 | 0.014 | 0.014 | 0.014 | 0.014 | 0 | 0 | 0 | 0 | 0 | 0 | 0 | 0 | 0 | 0
Farmville | 0.80458 | 5.167 | 0.071 |  | 6923 | 0.452 | 0.126 | 0.007 | 0.01 | 0.082 | 0.056583 | 65.2896 | 7553 | 7750 | 7901 | 8059 | 9205 | Pitt | 0.484 | 0.497 | 0.512 | 0.526 | 0.54 | 0.169 | 0.172 | 0.175 | 0.178 | 0.184 | 0.119 | 0.125 | 0.131 | 0.138 | 0.143 | 0.015 | 0.015 | 0.015 | 0.016 | 0.018 | 0.032 | 0.032 | 0.032 | 0.032 | 0.032 | -0.581 | -0.596 | -0.613 | -0.631 | -0.65 | 0 | 0 | 0 | 0 | 0 | 0 | 0 | 0 | 0 | 0
Fayetteville | 27.9013 | 90.3 | 3.2253 |  | 199560 | 10.191 | 4.826 | 2.272 | 0 | 2.705 | 4.682 | 51.0673 | 246244 | 296398 | 350297 | 367146 | 383994 | Cumberland | 15.513 | 18.673 | 22.069 | 23.13 | 24.192 | 6.649 | 8.003 | 9.458 | 9.913 | 10.368 | 5.8 | 9.77 | 13.51 | 15.57 | 23.63 | 0 | 0 | 0 | 0 | 0 | 2.588 | 3.291 | 4.013 | 4.572 | 5.123 | 1.941 | 2.468 | 3.01 | 3.429 | 3.842 | 2.5 | 0 | 0 | 0 | 0 | 1.16 | 0.31 | 0.435 | 0.414 | 0.309
First Craven Sanitary District | 0.4995 | 1.476 | 0 |  | 6000 | 0.31 | 0.019 | 0.005 | 0.003 | 0.086 | 0.0765 | 51.6667 | 6100 | 6800 | 9000 | 10000 | 12500 | Craven | 0.34 | 0.4 | 0.6 | 0.65 | 0.75 | 0.025 | 0.05 | 0.1 | 0.13 | 0.15 | 0.006 | 0.015 | 0.02 | 0.034 | 0.05 | 0.005 | 0.01 | 0.025 | 0.03 | 0.04 | 0.095 | 0.105 | 0.12 | 0.125 | 0.14 | 0.084 | 0.103 | 0.153 | 0.172 | 0.2 | 0 | 0.25 | 0 | 0 | 0 | 0 | 0 | 0 | 0 | 0
Flowers Plantation | 0.32267 | 0.384 | 0 |  | 4156 | 0.241 | 0.028 | 0 | 0 | 0.005 | 0.048667 | 57.9885 | 4654 | 4887 | 4900 | 5000 | 5100 | Johnston | 0.263 | 0.276 | 0.3 | 0.305 | 0.31 | 0.029 | 0.03 | 0.032 | 0.034 | 0.036 | 0 | 0 | 0 | 0 | 0 | 0 | 0 | 0 | 0 | 0 | 0 | 0 | 0 | 0 | 0 | 0.047 | 0.049 | 0.053 | 0.054 | 0.056 | 0.116 | 0 | 0 | 0 | 0 | 0 | 0 | 0 | 0 | 0
Fontana Dam | 0.1905 | 0.5 | 0 |  | 100 | 0 | 0 | 0 | 0 | 0 | 0.1905 | 0 | 50 | 100 | 120 | 125 | 175 | Graham | 0 | 0 | 0 | 0 | 0 | 0 | 0 | 0 | 0 | 0 | 0 | 0 | 0 | 0 | 0 | 0 | 0 | 0 | 0 | 0 | 0 | 0 | 0 | 0 | 0 | 0 | 0 | 0 | 0 | 0 | 0.5 | 0 | 0 | 0 | 0 | 0 | 0 | 0 | 0 | 0
Forest City | 2.4125 | 12 | 0.263 |  | 16558 | 0.745 | 0.408 | 0.46 | 0.136 | 0.08 | 0.3205 | 44.9934 | 17200 | 18100 | 20200 | 22600 | 25300 | Rutherford | 0.783 | 0.824 | 0.919 | 1.028 | 1.151 | 0.46 | 0.523 | 0.594 | 0.676 | 0.768 | 0.51 | 0.56 | 0.62 | 0.68 | 0.76 | 0.15 | 0.16 | 0.18 | 0.2 | 0.22 | 0.08 | 0.085 | 0.09 | 0.095 | 0.1 | 0.55 | 0.58 | 0.61 | 0.64 | 0.67 | 0 | 0 | 0 | 0 | 0 | 0 | 0 | 0 | 0 | 0
Fork Township SD | 0.84033 | 1.751 | 0 |  | 11684 | 0.623 | 0.135 | 0 | 0 | 0.01 | 0.072333 | 53.3208 | 12410 | 13125 | 17677 | 20514 | 23806 | Wayne | 0.732 | 0.85 | 0.986 | 1.144 | 1.328 | 0.112 | 0.13 | 0.151 | 0.175 | 0.203 | 0 | 0 | 0 | 0 | 0 | 0 | 0 | 0 | 0 | 0 | 0 | 0 | 0 | 0 | 0 | 0.072 | 0.083 | 0.097 | 0.112 | 0.13 | 0 | 0 | 0 | 0 | 0 | 0 | 0 | 0 | 0 | 0
Fort Bragg | ERROR | 0 | 0 |  | #N/A | 0 | 0 | 0 | 0 | 0 | #VALUE! | ERROR | 0 | 0 | 0 | 0 | 0 | Cumberland | 0 | 0 | 0 | 0 | 0 | 0 | 0 | 0 | 0 | 0 | 0 | 0 | 0 | 0 | 0 | 0 | 0 | 0 | 0 | 0 | 0 | 0 | 0 | 0 | 0 | 0 | 0 | 0 | 0 | 0 | 0 | 0 | 0 | 0 | 0 | 0 | 0 | 0 | 0 | 0
Fountain | 0.071 | 0.1 | 0 |  | 431 | 0.042 | 0.015 | 0 | 0.003 | 0.005 | 0.006 | 97.4478 | 557 | 581 | 625 | 672 | 688 | Pitt | 0.042 | 0.044 | 0.045 | 0.048 | 0.049 | 0.015 | 0.015 | 0.015 | 0.015 | 0.015 | 0 | 0 | 0 | 0 | 0 | 0.003 | 0.003 | 0.005 | 0.003 | 0.003 | 0.005 | 0.005 | 0.005 | 0.005 | 0.005 | 0.006 | 0.006 | 0.006 | 0.007 | 0.007 | 0 | 0 | 0 | 0.05 | 0 | 0 | 0 | 0 | 0 | 0
Four Oaks | 0.2215 | 0.243 | 0 |  | 2479 | 0.15 | 0.034 | 0.006 | 0.013 | 0.011 | 0.0075 | 60.5083 | 2701 | 3001 | 3376 | 3832 | 4388 | Johnston | 0.159 | 0.174 | 0.192 | 0.215 | 0.241 | 0.041 | 0.047 | 0.055 | 0.063 | 0.074 | 0.036 | 0.044 | 0.053 | 0.065 | 0.079 | 0.014 | 0.016 | 0.018 | 0.02 | 0.023 | 0.01 | 0.011 | 0.013 | 0.015 | 0.017 | 0.021 | 0.023 | 0.026 | 0.03 | 0.035 | 0.204 | 0 | 0 | 0 | 0 | 0 | 0 | 0 | 0 | 0
Foxfire Village | 0.08225 | 0.162 | 0 |  | 920 | 0.071 | 0 | 0 | 0 | 0 | 0.01125 | 77.1739 | 956 | 972 | 1136 | 1323 | 1536 | Moore | 0.084 | 0.09 | 0.096 | 0.11 | 0.125 | 0 | 0.002 | 0.002 | 0.002 | 0.003 | 0 | 0 | 0 | 0 | 0 | 0 | 0.002 | 0.002 | 0.003 | 0.003 | 0 | 0.001 | 0.001 | 0.002 | 0.002 | -0.02 | -0.022 | -0.024 | -0.027 | -0.031 | 0 | 0 | 0 | 0 | 0 | 0 | 0 | 0 | 0 | 0
Franklin | 1.041 | 3.1 | 0 |  | 9100 | 0.321 | 0.442 | 0 | 0 | 0.007 | 0.271 | 35.2747 | 9700 | 10767 | 11951 | 13266 | 14725 | Macon | 0.342 | 0.38 | 0.421 | 0.467 | 0.519 | 0.471 | 0.523 | 0.58 | 0.644 | 0.715 | 0 | 0 | 0 | 0 | 0 | 0 | 0 | 0 | 0 | 0 | 0.007 | 0.008 | 0.009 | 0.01 | 0.011 | 0.266 | 0.295 | 0.327 | 0.363 | 0.403 | 0 | 0 | 0 | 0 | 0 | 0 | 0 | 0 | 0 | 0
Franklin County Public Utilities | 2.0353 | 4.67 | 0.268 |  | 10000 | 0.55 | 0.1 | 0.95 | 0.15 | 0.02 | -0.0026667 | 55 | 15368 | 22500 | 25000 | 27500 | 30000 | Franklin | 0.891 | 1.3 | 1.45 | 1.595 | 1.74 | 0.5 | 0.8 | 1 | 1.4 | 1.7 | 1.2 | 1.4 | 1.6 | 1.8 | 2 | 0.1 | 0.15 | 0.2 | 0.25 | 0.3 | 0.055 | 0.06 | 0.065 | 0.07 | 0.075 | 0.002 | 0.002 | 0.002 | 0.003 | 0.003 | 1 | 0 | 0 | 0 | 0 | 0 | 0 | 0 | 0 | 0
Franklinton, Town of (Franklin County) | 0.22125 | 10 | 0 |  | 2023 | 0.081 | 0.035 | 0 | 0.001 | 0.045 | 0.05925 | 40.0395 | 2075 | 2100 | 2125 | 2150 | 2175 | Franklin | 0.082 | 0.084 | 0.086 | 0.088 | 0.09 | 0.037 | 0.039 | 0.041 | 0.043 | 0.045 | 0 | 0 | 0 | 0 | 0 | 0 | 0 | 0 | 0 | 0 | 0.046 | 0.047 | 0.048 | 0.049 | 0.05 | 0.06 | 0.062 | 0.064 | 0.066 | 0.067 | 0 | 0 | 0 | 0 | 0 | 0 | 0 | 0 | 0 | 0
Franklinville | 0.11933 | 0.25 | 0 |  | 1164 | 0.059 | 0.021 | 0.005 | 0 | 0.007 | 0.027333 | 50.6873 | 1250 | 1300 | 1400 | 1500 | 1600 | Randolph | 0.054 | 0.055 | 0.056 | 0.057 | 0.058 | 0.022 | 0.023 | 0.024 | 0.025 | 0.026 | 0.005 | 0.006 | 0.007 | 0.007 | 0.007 | 0 | 0 | 0 | 0 | 0 | 0.012 | 0.013 | 0.014 | 0.015 | 0.016 | 0.027 | 0.028 | 0.029 | 0.03 | 0.03 | 0 | 0 | 0 | 0 | 0 | 0 | 0 | 0 | 0 | 0
Fremont | 0.15692 | 0 | 0.042 |  | 1258 | 0.096 | 0.011 | 0 | 0.008 | 0.003 | -0.0030833 | 76.3116 | 1324 | 1257 | 1195 | 1135 | 1053 | Wayne | 0.087 | 0.083 | 0.078 | 0.075 | 0.069 | 0.007 | 0.007 | 0.007 | 0.007 | 0.007 | 0.001 | 0.001 | 0.001 | 0.001 | 0.001 | 0.02 | 0.02 | 0.02 | 0.02 | 0.02 | 0.003 | 0.003 | 0.003 | 0.003 | 0.003 | 0.008 | 0.008 | 0.007 | 0.006 | 0.006 | 0 | 0 | 0 | 0 | 0 | 0 | 0 | 0 | 0 | 0
Fuquay-Varina | 1.9378 | 5.25 | 0 |  | 21653 | 1.24 | 0.306 | 0.065 | 0.018 | 0 | 0.30875 | 57.2669 | 27662 | 42162 | 59662 | 77162 | 94662 | Wake | 1.632 | 2.488 | 3.52 | 4.553 | 5.585 | 0.403 | 0.646 | 0.914 | 1.182 | 1.45 | 0.031 | 0.05 | 0.071 | 0.092 | 0.113 | 0.109 | 0.175 | 0.247 | 0.319 | 0.392 | 0.01 | 0.01 | 0.01 | 0.01 | 0.01 | 0.369 | 0.497 | 0.626 | 0.755 | 0.906 | 1 | 0 | 0 | 0 | 0 | 0 | 0 | 0 | 0 | 0
Garland | 0.075583 | 0.479 | 0.016 |  | 625 | 0.033 | 0.007 | 0.002 | 0.001 | 0.002 | 0.014583 | 52.8 | 650 | 660 | 670 | 680 | 690 | Sampson | 0.035 | 0.036 | 0.038 | 0.04 | 0.042 | 0.01 | 0.011 | 0.012 | 0.013 | 0.014 | 0.003 | 0.003 | 0.003 | 0.003 | 0.003 | 0.001 | 0.001 | 0.001 | 0.001 | 0.001 | 0.002 | 0.002 | 0.002 | 0.002 | 0.002 | 0.017 | 0.018 | 0.019 | 0.02 | 0.021 | 0 | 0 | 0 | 0 | 0 | 0 | 0 | 0 | 0 | 0
Gates Co | 0.7735 | 1.43 | 0 |  | 12196 | 0.773 | 0 | 0 | 0 | 0 | 0.0005 | 63.3814 | 12319 | 12442 | 12567 | 13003 | 13983 | Gates | 0.787 | 0.842 | 0.897 | 0.951 | 0.999 | 0 | 0 | 0 | 0 | 0 | 0 | 0 | 0 | 0 | 0 | 0 | 0 | 0 | 0 | 0 | 0 | 0 | 0 | 0 | 0 | 0.016 | 0.017 | 0.019 | 0.02 | 0.021 | 0 | 0 | 0 | 0 | 0 | 0 | 0 | 0 | 0 | 0
Gentry Road | 0.034583 | 0.55 | 0 |  | 175 | 0.003 | 0.032 | 0 | 0 | 0.002 | -0.0024167 | 17.1429 | 180 | 183 | 186 | 192 | 198 | Surry | 0.003 | 0.004 | 0.005 | 0.006 | 0.008 | 0.036 | 0.039 | 0.042 | 0.045 | 0.049 | 0 | 0 | 0 | 0 | 0 | 0 | 0 | 0 | 0 | 0 | 0.003 | 0.003 | 0.004 | 0.005 | 0.005 | 0.003 | 0.004 | 0.004 | 0.005 | 0.005 | 0 | 0 | 0 | 0 | 0 | 0 | 0 | 0 | 0 | 0
Gibson (Scotland Co - South WSD) | 0.032917 | 0.15 | 0 |  | 587 | 0.021 | 0.008 | 0 | 0.001 | 0.001 | 0.0019167 | 35.7751 | 587 | 587 | 587 | 587 | 587 | Scotland | 0.022 | 0.022 | 0.022 | 0.022 | 0.022 | 0.008 | 0.008 | 0.008 | 0.008 | 0.008 | 0.001 | 0.001 | 0.001 | 0.001 | 0.001 | 0.001 | 0.001 | 0.001 | 0.001 | 0.001 | 0.001 | 0.001 | 0.001 | 0.001 | 0.001 | 0.002 | 0.002 | 0.002 | 0.002 | 0.002 | 0 | 0 | 0 | 0 | 0 | 0 | 0 | 0 | 0 | 0
Gibsonville | 0.5145 | 2.5 | 0 |  | 6700 | 0.355 | 0.05 | 0.026 | 0.002 | 0.001 | 0.0805 | 52.9851 | 8400 | 10080 | 12096 | 14515 | 17418 | Guilford | 0.416 | 0.487 | 0.57 | 0.667 | 0.781 | 0.06 | 0.072 | 0.086 | 0.104 | 0.124 | 0.023 | 0.026 | 0.03 | 0.03 | 0.03 | 0.002 | 0.002 | 0.002 | 0.003 | 0.003 | 0.002 | 0.003 | 0.005 | 0.009 | 0.016 | 0.072 | 0.065 | 0.058 | 0.052 | 0.047 | 0 | 0 | 0 | 0 | 0 | 0 | 0 | 0 | 0 | 0
Godwin | 0.012667 | 0.04 | 0 |  | 257 | 0.01 | 0 | 0.001 | 0 | 0 | 0.0016667 | 38.9105 | 258 | 268 | 278 | 288 | 290 | Cumberland | 0.01 | 0.01 | 0.01 | 0.012 | 0.012 | 0 | 0 | 0 | 0 | 0 | 0.001 | 0.001 | 0.001 | 0.001 | 0.001 | 0 | 0 | 0 | 0 | 0 | 0 | 0 | 0 | 0 | 0 | 0.001 | 0.001 | 0.001 | 0.001 | 0.001 | 0 | 0 | 0 | 0 | 0 | 0 | 0 | 0 | 0 | 0
Goldsboro | 4.7058 | 25.853 | 0 |  | 37051 | 1.446 | 1.171 | 1.016 | 0.155 | 0.736 | 0.18183 | 39.0273 | 41356 | 47559 | 54698 | 62902 | 72337 | Wayne | 1.654 | 1.855 | 2.079 | 2.327 | 2.604 | 1.55 | 1.887 | 2.279 | 2.735 | 3.264 | 0.4 | 0.45 | 0.5 | 0.55 | 0.6 | 0.65 | 0.675 | 0.7 | 0.725 | 0.75 | 0.6 | 0.6 | 0.6 | 0.6 | 0.6 | 0.477 | 0.548 | 0.617 | 0.695 | 0.783 | 0 | 0 | 0 | 0 | 0 | 0 | 0 | 0 | 0 | 0
Goldston Gulf SD | 0 | 0.25 | 0 |  | 1370 | 0.02 | 0.018 | 0.02 | 0.012 | 0.02 | -0.09 | 14.5985 | 1280 | 1290 | 1295 | 1300 | 1305 | Chatham | 0.02 | 0.021 | 0.021 | 0.022 | 0.022 | 0.018 | 0.018 | 0.019 | 0.019 | 0.02 | 0.02 | 0.021 | 0.021 | 0.021 | 0.022 | 0.014 | 0.015 | 0.015 | 0.015 | 0.016 | 0.002 | 0.002 | 0.002 | 0.003 | 0.003 | 0.01 | 0.011 | 0.012 | 0.013 | 0.014 | 0 | 0 | 0 | 0 | 0 | 0 | 0 | 0 | 0 | 0
Graham | 3.6151 | 12 | 1.553 |  | 14280 | 0.625 | 0.326 | 0.225 | 0.112 | 0.282 | 0.49208 | 43.7675 | 15106 | 15965 | 17463 | 18511 | 19622 | Alamance | 0.648 | 0.686 | 0.725 | 0.771 | 0.817 | 0.338 | 0.358 | 0.379 | 0.402 | 0.426 | 0.233 | 0.247 | 0.262 | 0.278 | 0.294 | 0.116 | 0.123 | 0.13 | 0.138 | 0.146 | 0.193 | 0.204 | 0.217 | 0.23 | 0.243 | 0.766 | 0.882 | 1.005 | 1.128 | 1.24 | 0 | 0 | 0 | 0 | 0 | 0 | 0 | 0 | 0 | 0
Granite Falls | 1.1683 | 2.5 | 0.384 |  | 5737 | 0.276 | 0.082 | 0.036 | 0.03 | 0.28 | 0.080333 | 48.1088 | 5651 | 5623 | 5617 | 5611 | 5605 | Caldwell | 0.272 | 0.271 | 0.27 | 0.27 | 0.27 | 0.081 | 0.081 | 0.081 | 0.08 | 0.08 | 0.035 | 0.035 | 0.035 | 0.035 | 0.035 | 0.03 | 0.029 | 0.029 | 0.029 | 0.029 | 0.276 | 0.274 | 0.274 | 0.274 | 0.274 | 0.079 | 0.078 | 0.078 | 0.078 | 0.078 | 0 | 0 | 0 | 0 | 0 | 0 | 0 | 0 | 0 | 0
Green Level | 0.094667 | 0.215 | 0 |  | 2540 | 0.084 | 0 | 0 | 0 | 0.001 | 0.0096667 | 33.0709 | 2647 | 2832 | 3030 | 3242 | 3469 | Alamance | 0.087 | 0.093 | 0.099 | 0.105 | 0.112 | 0.002 | 0.002 | 0.002 | 0.002 | 0.002 | 0 | 0 | 0 | 0 | 0 | 0.001 | 0.001 | 0.001 | 0.001 | 0.001 | 0 | 0 | 0 | 0 | 0 | 0.01 | 0.01 | 0.011 | 0.011 | 0.012 | 0 | 0 | 0 | 0 | 0 | 0 | 0 | 0 | 0 | 0
Greene County RWS | 1.3811 | 338.476 | 0.246 |  | 9720 | 1.495 | 0.022 | 0 | 0.574 | 0.1 | -1.0559 | 153.8066 | 9983 | 10103 | 10223 | 10345 | 10469 | Greene | 0.849 | 1.002 | 1.183 | 1.387 | 1.397 | 0.048 | 0.061 | 0.072 | 0.084 | 0.06 | 0 | 0 | 0 | 0 | 0 | 0.225 | 0.245 | 0.255 | 0.265 | 0.272 | 0.043 | 0.045 | 0.046 | 0.046 | 0.046 | -0.329 | -0.382 | -0.439 | -0.503 | -0.512 | 0 | 0 | 0 | 0 | 0 | 0 | 0 | 0 | 0 | 0
Greenevers | 0.076917 | 0.2 | 0 |  | 1390 | 0.052 | 0.004 | 0 | 0.015 | 0.001 | 0.0049167 | 37.4101 | 1500 | 1600 | 1700 | 1800 | 1850 | Duplin | 0.06 | 0.065 | 0.07 | 0.075 | 0.078 | 0.003 | 0.003 | 0.003 | 0.003 | 0.003 | 0 | 0 | 0 | 0 | 0 | 0.012 | 0.012 | 0.013 | 0.014 | 0.015 | 0.002 | 0.002 | 0.002 | 0.002 | 0.002 | 0.005 | 0.006 | 0.006 | 0.007 | 0.007 | 0 | 0 | 0 | 0 | 0 | 0 | 0 | 0 | 0 | 0
Greensboro | 33.4659 | 51.39 | 0.089 |  | 277080 | 15.995 | 8.996 | 2.236 | 0.734 | 0.944 | 4.4719 | 57.727 | 299941 | 339800 | 391874 | 451928 | 521186 | Guilford | 18.683 | 21.165 | 24.409 | 28.15 | 32.464 | 10.671 | 12.089 | 13.942 | 16.078 | 18.542 | 2.205 | 2.498 | 2.881 | 3.322 | 3.831 | 0.875 | 0.992 | 1.144 | 1.319 | 1.521 | 1.5 | 1.5 | 1.5 | 1.5 | 1.5 | 5.27 | 5.939 | 6.814 | 7.822 | 8.985 | 0 | 0 | 0 | 0 | 0 | 6.39 | 0 | 0 | 0 | 0
Greenville Utilities Commission | 13.4638 | 23.648 | 1.6146 |  | 96000 | 5.642 | 2.545 | 1.062 | 0 | 1.484 | 1.1163 | 58.7708 | 124219 | 165248 | 213170 | 274989 | 354736 | Pitt | 7.191 | 9.078 | 11.934 | 16.065 | 21.369 | 3.243 | 4.094 | 5.382 | 7.245 | 9.637 | 1.339 | 1.691 | 2.223 | 2.993 | 3.981 | 0 | 0 | 0 | 0 | 0 | 2.326 | 2.937 | 3.861 | 5.197 | 6.913 | 1.445 | 1.824 | 2.398 | 3.228 | 4.294 | 14.2 | 0 | 20 | 0 | 0 | 0 | 0 | 0 | 0 | 0
Grifton | 0.19317 | 0.576 | 0 |  | 2854 | 0.118 | 0.011 | 0.008 | 0.014 | 0.015 | 0.027167 | 41.3455 | 2825 | 3079 | 3356 | 3658 | 3681 | Pitt | 0.115 | 0.122 | 0.125 | 0.128 | 0.135 | 0.011 | 0.011 | 0.012 | 0.012 | 0.013 | 0.006 | 0.007 | 0.007 | 0.008 | 0.008 | 0.011 | 0.011 | 0.011 | 0.011 | 0.012 | 0.002 | 0.002 | 0.002 | 0.002 | 0.002 | 0.052 | 0.055 | 0.057 | 0.058 | 0.062 | 0 | 0 | 0 | 0 | 0 | 0 | 0 | 0 | 0 | 0
Grimesland | 0.034417 | 0.417 | 0 |  | 610 | 0.023 | 0.004 | 0 | 0.005 | 0.001 | 0.0014167 | 37.7049 | 648 | 661 | 689 | 702 | 728 | Pitt | 0.025 | 0.03 | 0.036 | 0.041 | 0.043 | 0.002 | 0.002 | 0.002 | 0.003 | 0.004 | 0 | 0 | 0 | 0 | 0 | 0.004 | 0.004 | 0.005 | 0.005 | 0.006 | 0.001 | 0.001 | 0.001 | 0.001 | 0.001 | 0.017 | 0.019 | 0.023 | 0.026 | 0.028 | 0 | 0 | 0 | 0 | 0 | 0 | 0 | 0 | 0 | 0
Grover | 0.05825 | 0.25 | 0 |  | 700 | 0.034 | 0.015 | 0.001 | 0.001 | 0.002 | 0.00525 | 48.5714 | 704 | 711 | 718 | 725 | 733 | Cleveland | 0.034 | 0.034 | 0.034 | 0.034 | 0.034 | 0.015 | 0.015 | 0.015 | 0.015 | 0.015 | 0.001 | 0.001 | 0.001 | 0.001 | 0.001 | 0.001 | 0.001 | 0.001 | 0.001 | 0.001 | 0.001 | 0.001 | 0.001 | 0.001 | 0.001 | 0.005 | 0.005 | 0.005 | 0.005 | 0.005 | 0 | 0 | 0 | 0 | 0 | 0 | 0 | 0 | 0 | 0
Halifax | 0.019667 | 0.25 | 0 |  | 334 | 0.019 | 0 | 0 | 0 | 0.001 | -0.00033333 | 56.8862 | 324 | 370 | 422 | 481 | 549 | Halifax | 0.03 | 0.03 | 0.031 | 0.031 | 0.032 | 0 | 0 | 0 | 0 | 0 | 0 | 0 | 0 | 0 | 0 | 0 | 0 | 0 | 0 | 0 | 0.001 | 0.001 | 0.001 | 0.001 | 0.001 | 0.001 | 0.001 | 0.001 | 0.001 | 0.001 | 0 | 0 | 0 | 0 | 0 | 0 | 0 | 0 | 0 | 0
Halifax County | 2.5229 | 4.05 | 0.341 |  | 20200 | 0.891 | 0.345 | 0.239 | 0.248 | 0.14 | 0.31892 | 44.1089 | 20250 | 20250 | 20250 | 20250 | 20250 | Halifax | 0.948 | 0.948 | 0.948 | 0.948 | 0.948 | 0.14 | 0.14 | 0.14 | 0.14 | 0.145 | 0.16 | 0.17 | 0.17 | 0.18 | 0.18 | 0.808 | 0.808 | 0.808 | 0.808 | 0.808 | 0.11 | 0.11 | 0.11 | 0.11 | 0.11 | 0 | 0 | 0 | 0 | 0 | 0 | 0 | 0 | 0 | 0 | 0 | 0 | 0 | 0 | 0
Hamilton | 0.041333 | 0.424 | 0 |  | 435 | 0.044 | 0.003 | 0.03 | 0 | 0 | -0.035667 | 101.1494 | 442 | 420 | 408 | 396 | 396 | Martin | 0.044 | 0.045 | 0.044 | 0.044 | 0.044 | 0.003 | 0.003 | 0.003 | 0.003 | 0.003 | 0.001 | 0.001 | 0.001 | 0.001 | 0.001 | 0.002 | 0.002 | 0.002 | 0.002 | 0.002 | 0 | 0 | 0 | 0 | 0 | -0.018 | -0.018 | -0.018 | -0.018 | -0.018 | 0 | 0 | 0 | 0 | 0 | 0 | 0 | 0 | 0 | 0
Hamlet Water System | 1.1238 | 3 | 0.0013151 |  | 9730 | 0.606 | 0.129 | 0.148 | 0.028 | 0.075 | 0.13643 | 62.2816 | 10500 | 10800 | 10500 | 11000 | 11000 | Richmond | 0.615 | 0.625 | 0.63 | 0.635 | 0.655 | 0.046 | 0.055 | 0.058 | 0.065 | 0.1 | 0.022 | 0.026 | 0.031 | 0.033 | 0.03 | 0.1 | 0.105 | 0.109 | 0.115 | 0.11 | 0.033 | 0.03 | 0.028 | 0.031 | 0.027 | 0.298 | 0.308 | 0.313 | 0.322 | 0.337 | 0 | 0 | 0 | 0 | 0 | 0 | 0 | 0 | 0 | 0
Handy Sanitary District | 0.66942 | 1 | 0.065 |  | 5075 | 0.369 | 0.037 | 0 | 0.063 | 0.001 | 0.13442 | 72.7094 | 5742 | 6316 | 6948 | 7643 | 7851 | Davidson | 0.402 | 0.442 | 0.486 | 0.535 | 0.55 | 0.025 | 0.025 | 0.025 | 0.025 | 0.028 | 0 | 0 | 0 | 0 | 0 | 0.091 | 0.091 | 0.091 | 0.091 | 0.091 | 0.003 | 0.003 | 0.003 | 0.003 | 0.003 | 0.095 | 0.103 | 0.111 | 0.12 | 0.123 | 1 | 0 | 0 | 0 | 0 | 0 | 0 | 0 | 0 | 0
Harkers Island WSD | 0.10658 | 0.472 | 0 |  | 2229 | 0.08 | 0.007 | 0 | 0 | 0.008 | 0.011583 | 35.8905 | 2494 | 2562 | 2627 | 2692 | 2757 | Carteret | 0.088 | 0.091 | 0.094 | 0.096 | 0.098 | 0.01 | 0.012 | 0.014 | 0.016 | 0.018 | 0 | 0 | 0 | 0 | 0 | 0 | 0 | 0 | 0 | 0 | 0.008 | 0.008 | 0.008 | 0.008 | 0.008 | 0.012 | 0.013 | 0.013 | 0.014 | 0.014 | 0 | 0 | 0 | 0 | 0 | 0 | 0 | 0 | 0 | 0
Harnett Regional Water System | 16.4812 | 69.387 | 8.49 |  | 90004 | 4.882 | 0.274 | 0.011 | 0.183 | 0.841 | 1.8002 | 54.242 | 124919 | 144760 | 164606 | 187174 | 212836 | Harnett | 6.746 | 7.817 | 8.889 | 10.107 | 11.493 | 0.309 | 0.376 | 0.459 | 0.559 | 0.681 | 0.012 | 0.013 | 0.014 | 0.016 | 0.017 | 0.195 | 0.218 | 0.243 | 0.271 | 0.303 | 0.947 | 1.155 | 1.407 | 1.716 | 2.091 | 1.44 | 1.68 | 1.932 | 2.222 | 2.558 | 0 | 0 | 0 | 0 | 0 | 1 | 0 | 0 | 0 | 0
Harrellsville | 0.048167 | 0.198 | 0 |  | 823 | 0.036 | 0.004 | 0 | 0 | 0.01 | -0.0018333 | 43.7424 | 826 | 826 | 824 | 824 | 822 | Hertford | 0.038 | 0.038 | 0.036 | 0.036 | 0.034 | 0.004 | 0.004 | 0.003 | 0.003 | 0.002 | 0 | 0 | 0 | 0 | 0 | 0 | 0 | 0 | 0 | 0 | 0.01 | 0.011 | 0.012 | 0.012 | 0.012 | 0.012 | 0.013 | 0.012 | 0.012 | 0.012 | 0 | 0 | 0 | 0 | 0 | 0 | 0 | 0 | 0 | 0
Harrisburg | 1.2067 | 1.414 | 0 |  | 15319 | 0.92 | 0.189 | 0 | 0 | 0.003 | 0.094667 | 60.0561 | 17547 | 24237 | 30926 | 37616 | 42000 | Cabarrus | 1.254 | 1.732 | 2.21 | 2.688 | 2.9 | 0.08 | 0.12 | 0.15 | 0.2 | 0.22 | 0.25 | 0.32 | 0.48 | 0.72 | 0.85 | 0 | 0 | 0 | 0 | 0 | 0 | 0 | 0 | 0 | 0 | 0.101 | 0.139 | 0.181 | 0.23 | 0.253 | 0 | 0 | 0 | 0 | 0 | 0 | 0 | 0 | 0 | 0
Havelock | 1.2108 | 3.024 | 0.007 |  | 14335 | 0.599 | 0.214 | 0 | 0.003 | 0.218 | 0.16983 | 41.7858 | 15051 | 14565 | 15293 | 15918 | 16713 | Craven | 0.667 | 0.687 | 0.708 | 0.729 | 0.751 | 0.225 | 0.238 | 0.25 | 0.263 | 0.276 | 0 | 0 | 0 | 0 | 0 | 0.016 | 0.019 | 0.022 | 0.025 | 0.028 | 0.22 | 0.231 | 0.243 | 0.255 | 0.268 | -0.002 | -0.002 | -0.002 | -0.002 | -0.003 | 0 | 0 | 0 | 0 | 0 | 0 | 0 | 0 | 0 | 0
Haw River | 0.55433 | 1.5 | 0.4 |  | 2311 | 0.09 | 0.023 | 0.044 | 0.001 | 0.002 | -0.0056667 | 38.9442 | 2643 | 3039 | 3495 | 4019 | 4622 | Alamance | 0.168 | 0.17 | 0.196 | 0.225 | 0.259 | 0.02 | 0.024 | 0.027 | 0.031 | 0.036 | 0.028 | 0.032 | 0.037 | 0.043 | 0.049 | 0.004 | 0.004 | 0.005 | 0.006 | 0.007 | 0.001 | 0.002 | 0.002 | 0.002 | 0.002 | -0.155 | -0.163 | -0.188 | -0.216 | -0.248 | 0 | 0 | 0 | 0 | 0 | 0 | 0 | 0 | 0 | 0
Hendersonville | 7.1262 | 16.5 | 0.223 |  | 62000 | 2.636 | 1.774 | 0.475 | 0.059 | 0.75 | 1.2092 | 42.5161 | 68244 | 76049 | 83854 | 91659 | 99464 | Henderson | 4.245 | 5.174 | 6.308 | 7.689 | 9.373 | 1.777 | 2.166 | 2.64 | 3.218 | 3.923 | 0.744 | 0.907 | 1.106 | 1.348 | 1.643 | 0.204 | 0.249 | 0.303 | 0.37 | 0 | 0.101 | 0.124 | 0.151 | 0.184 | 0.2 | 1.46 | 1.78 | 2.17 | 2.645 | 3.127 | 0 | 18 | 0 | 0 | 0 | 0.3 | 0 | 0 | 0 | 0
Hertford | 0.21258 | 0.442 | 0 |  | 2164 | 0.092 | 0.024 | 0 | 0.019 | 0.023 | 0.054583 | 42.5139 | 2210 | 2279 | 2350 | 2421 | 2483 | Perquimans | 0.104 | 0.112 | 0.12 | 0.128 | 0.137 | 0.039 | 0.043 | 0.047 | 0.052 | 0.058 | 0.02 | 0.029 | 0.032 | 0.034 | 0.036 | 0.03 | 0.032 | 0.034 | 0.036 | 0.039 | 0.033 | 0.036 | 0.04 | 0.044 | 0.05 | 0.035 | 0.039 | 0.042 | 0.045 | 0.049 | 0 | 0 | 0 | 0 | 0 | 0 | 0 | 0 | 0 | 0
Hertford County Rural Water | 0.71608 | 1.44 | 0.026 |  | 7532 | 0.378 | 0.074 | 0.001 | 0.19 | 0.004 | 0.043083 | 50.1859 | 7580 | 7685 | 7890 | 7985 | 8050 | Hertford | 0.379 | 0.382 | 0.386 | 0.393 | 0.399 | 0.081 | 0.092 | 0.105 | 0.117 | 0.127 | 0 | 0 | 0 | 0 | 0 | 0.2 | 0.205 | 0.208 | 0.212 | 0.218 | 0.004 | 0.005 | 0.006 | 0.007 | 0.009 | 0.036 | 0.037 | 0.038 | 0.039 | 0.041 | 0 | 0 | 0 | 0 | 0 | 0 | 0 | 0 | 0 | 0
Hiawassee - North Carolina System | 0 | 500000 | 0 |  | 10 | 0.1 | 0 | 0 | 0 | 0.2 | -0.3 | 10000 | 0 | 0 | 0 | 0 | 0 | Clay | 0 | 0 | 0 | 0 | 0 | 0 | 0 | 0 | 0 | 0 | 0 | 0 | 0 | 0 | 0 | 0 | 0 | 0 | 0 | 0 | 0 | 0 | 0 | 0 | 0 | 0 | 0 | 0 | 0 | 0 | 0 | 0 | 0 | 0 | 0 | 0 | 0 | 0 | 0 | 0
Hickory Catawba System | 0.048833 | 0.5 | 0 |  | 907 | 0.044 | 0.016 | 0 | 0 | 0.025 | -0.036167 | 48.5116 | 930 | 977 | 1026 | 1077 | 1130 | Catawba | 0.04 | 0.042 | 0.044 | 0.046 | 0.049 | 0.018 | 0.02 | 0.022 | 0.024 | 0.026 | 0 | 0 | 0 | 0 | 0 | 0 | 0 | 0 | 0 | 0 | 0.026 | 0.028 | 0.029 | 0.031 | 0.034 | 0.015 | 0.015 | 0.015 | 0.016 | 0.016 | 0 | 0 | 0 | 0 | 0 | 0 | 0 | 0 | 0 | 0
Hickory, City of | 11.0682 | 54 | 5.0263 |  | 48502 | 3.09 | 2.194 | 0 | 0 | 0.533 | 0.22491 | 63.7087 | 56907 | 58045 | 59206 | 60390 | 61598 | Catawba | 3.15 | 3.25 | 3.342 | 3.442 | 3.545 | 2.237 | 2.308 | 2.373 | 2.444 | 2.517 | 0 | 0 | 0 | 0 | 0 | 0 | 0 | 0 | 0 | 0 | 0.537 | 0.554 | 0.569 | 0.587 | 0.604 | 0.328 | 0.338 | 0.348 | 0.358 | 0.369 | 0 | 0 | 0 | 0 | 0 | 0 | 0 | 0 | 0 | 0
High Point | 12.9542 | 24.12 | 0.40016 |  | 109270 | 5.57 | 2.35 | 1 | 0.491 | 1.59 | 1.553 | 50.9746 | 113640 | 119322 | 125288 | 131552 | 138129 | Guilford | 6.133 | 6.686 | 6.766 | 7.104 | 7.459 | 2.959 | 3.226 | 3.518 | 3.835 | 4.18 | 1.08 | 1.166 | 1.259 | 1.3 | 1.352 | 0.529 | 0.577 | 0.629 | 0.685 | 0.747 | 1.845 | 1.987 | 2.146 | 2.317 | 2.502 | 1.102 | 1.258 | 1.372 | 1.495 | 1.63 | 0 | 0 | 0 | 0 | 0 | 0 | 0 | 0 | 0 | 0
High Shoals | 0.84733 | 0.1 | 0 |  | 696 | 0.021 | 0.003 | 0 | 0.001 | 0.001 | 0.82133 | 30.1724 | 750 | 760 | 770 | 780 | 800 | Gaston | 0.033 | 0.033 | 0.034 | 0.034 | 0.034 | 0.009 | 0.012 | 0.015 | 0.02 | 0.02 | 0 | 0.007 | 0.009 | 0.01 | 0.01 | 0.001 | 0.001 | 0.001 | 0.001 | 0.001 | 0.001 | 0.001 | 0.001 | 0.001 | 0.001 | -0.044 | -0.054 | -0.06 | -0.065 | -0.065 | 0 | 0 | 0 | 0 | 0 | 0 | 0 | 0 | 0 | 0
Highlands | 0.54242 | 4.6 | 0 |  | 923 | 0.201 | 0.135 | 0 | 0 | 0.029 | 0.17742 | 217.7681 | 1614 | 1928 | 2303 | 2751 | 3199 | Macon | 0.675 | 0.809 | 0.97 | 1.163 | 1.356 | 0.225 | 0.269 | 0.322 | 0.385 | 0.448 | 0 | 0 | 0 | 0 | 0 | 0 | 0 | 0 | 0 | 0 | 0.15 | 0.18 | 0.22 | 0.26 | 0.3 | 0.306 | 0.367 | 0.441 | 0.527 | 0.613 | 0 | 0 | 0 | 0 | 0 | 0 | 0 | 0 | 0 | 0
Hillsborough | 1.1506 | 3.093 | 0 |  | 13705 | 0.692 | 0.133 | 0.081 | 0.123 | 0.061 | 0.060583 | 50.4925 | 20134 | 23543 | 26951 | 30360 | 33769 | Orange | 0.974 | 1.178 | 1.383 | 1.588 | 1.793 | 0.511 | 0.54 | 0.566 | 0.592 | 0.619 | 0.103 | 0.104 | 0.105 | 0.107 | 0.108 | 0.306 | 0.379 | 0.408 | 0.438 | 0.452 | 0.277 | 0.327 | 0.376 | 0.427 | 0.475 | 0.147 | 0.173 | 0.199 | 0.225 | 0.25 | 1.2 | 0 | 0 | 1 | 0 | 0 | 0 | 0 | 0 | 0
Hobgood | 0.041417 | 0.515 | 0 |  | 700 | 0.026 | 0.005 | 0 | 0.001 | 0.004 | 0.0054167 | 37.1429 | 770 | 847 | 932 | 1025 | 1128 | Halifax | 0.017 | 0.019 | 0.021 | 0.023 | 0.025 | 0.004 | 0.004 | 0.004 | 0.004 | 0.004 | 0 | 0 | 0 | 0 | 0 | 0.002 | 0.002 | 0.002 | 0.002 | 0.002 | 0.001 | 0.001 | 0.001 | 0.001 | 0.001 | 0.014 | 0.015 | 0.017 | 0.019 | 0.021 | 0 | 0 | 0 | 0 | 0 | 0 | 0 | 0 | 0 | 0
Hoke County Regional Water System | 1.9455 | 3.205 | 0 |  | 22897 | 1.708 | 0.071 | 0 | 0 | 0.012 | 0.1545 | 74.5949 | 30200 | 45000 | 62000 | 70000 | 80000 | Hoke | 2.251 | 2.841 | 3.467 | 4.526 | 5.15 | 0.094 | 0.118 | 0.144 | 0.188 | 0.267 | 0 | 0 | 0 | 0 | 0 | 0 | 0 | 0 | 0 | 0 | 0.012 | 0.012 | 0.013 | 0.014 | 0.016 | 0.196 | 0.247 | 0.301 | 0.393 | 0.452 | 1.044 | 0.9 | 0.9 | 0.9 | 0 | 0 | 0 | 0 | 0 | 0
Hoke County Rockfish Water System | 0.3315 | 0.2 | 0 |  | 6358 | 0.33 | 0.007 | 0 | 0 | 0.001 | -0.0065 | 51.9031 | 8500 | 12500 | 18000 | 26000 | 36000 | Hoke | 0.034 | 0.357 | 0.371 | 0.386 | 0.401 | 0.008 | 0.009 | 0.009 | 0.01 | 0.011 | 0 | 0 | 0 | 0 | 0 | 0 | 0 | 0 | 0 | 0 | 0.004 | 0.004 | 0.005 | 0.005 | 0.006 | 0.1 | 0.15 | 0.2 | 0.25 | 0.3 | 1 | 0 | 0 | 0 | 0 | 0 | 0 | 0 | 0 | 0
Holden Beach | 0.39133 | 1 | 0 |  | 575 | 0.343 | 0 | 0 | 0 | 0.021 | 0.027333 | 596.5217 | 650 | 750 | 750 | 2000 | 2000 | Brunswick | 0.4 | 0.4 | 0.5 | 0.6 | 0.9 | 0.009 | 0.009 | 0.009 | 0.009 | 0.009 | 0 | 0 | 0 | 0 | 0 | 0 | 0 | 0 | 0 | 0 | 0.005 | 0.005 | 0.005 | 0.005 | 0.005 | 0.042 | 0.042 | 0.052 | 0.062 | 0.092 | 0 | 0 | 0 | 0 | 0 | 0 | 0 | 0 | 0 | 0
Holly Springs | 2.1382 | 6.7 | 0.084551 |  | 30071 | 1.319 | 0.229 | 0.136 | 0.033 | 0.001 | 0.33562 | 43.8629 | 46710 | 61920 | 74821 | 89041 | 103261 | Wake | 1.86 | 2.32 | 2.89 | 3.45 | 4.02 | 0.44 | 0.73 | 0.91 | 1.09 | 1.27 | 1.62 | 1.83 | 1.93 | 2.03 | 2.14 | 0.16 | 0.32 | 0.4 | 0.47 | 0.55 | 0.1 | 0.13 | 0.16 | 0.18 | 0.19 | 0.25 | 0.39 | 0.45 | 0.52 | 0.61 | 2 | 0 | 0 | 0.2 | 0 | 0 | 0 | 0 | 0 | 0
Hookerton | 0.06525 | 0.33 | 0.002 |  | 724 | 0.028 | 0.005 | 0 | 0 | 0.001 | 0.02925 | 38.674 | 726 | 730 | 741 | 753 | 760 | Greene | 0.025 | 0.026 | 0.027 | 0.028 | 0.029 | 0.004 | 0.004 | 0.005 | 0.006 | 0.006 | 0 | 0 | 0 | 0 | 0 | 0.009 | 0.01 | 0.01 | 0.011 | 0.012 | 0.002 | 0.002 | 0.002 | 0.002 | 0.002 | 0.004 | 0.004 | 0.004 | 0.004 | 0.004 | 0 | 0 | 0 | 0 | 0 | 0 | 0 | 0 | 0 | 0
Hot Springs | 0.12308 | 0 | 0 |  | 634 | 0.08 | 0.03 | 0.005 | 0.004 | 0.02 | -0.015917 | 126.183 | 1000 | 1300 | 1300 | 1300 | 1500 | Madison | 0.1 | 0.13 | 0.13 | 0.13 | 0.15 | 0.017 | 0.022 | 0.022 | 0.022 | 0.035 | 0.005 | 0.007 | 0.007 | 0.007 | 0.015 | 0.008 | 0.01 | 0.01 | 0.01 | 0.02 | 0 | 0 | 0 | 0 | 0.002 | 0.006 | 0.009 | 0.009 | 0.009 | 0.001 | 0 | 0 | 0 | 0 | 0 | 0 | 0 | 0 | 0 | 0
Hyde County | 0.71642 | 1.88 | 0 |  | 5197 | 0.186 | 0.045 | 0 | 0.08 | 0.3 | 0.10542 | 35.7899 | 5400 | 5625 | 5841 | 6111 | 6503 | Hyde | 0.192 | 0.205 | 0.209 | 0.22 | 0.227 | 0.049 | 0.052 | 0.056 | 0.063 | 0.067 | 0 | 0 | 0 | 0 | 0 | 0.084 | 0.088 | 0.093 | 0.098 | 0.101 | 0.066 | 0.068 | 0.071 | 0.076 | 0.081 | 0.332 | 0.351 | 0.364 | 0.388 | 0.404 | 0 | 0 | 0 | 0 | 0 | 0 | 0 | 0 | 0 | 0
Icard Township WC | 0.732 | 2 | 0.155 |  | 6792 | 0.27 | 0.17 | 0.07 | 0.02 | 0.002 | 0.045 | 39.7527 | 6859 | 6927 | 6996 | 7065 | 7135 | Burke | 0.278 | 0.279 | 0.28 | 0.281 | 0.282 | 0.171 | 0.172 | 0.173 | 0.174 | 0.175 | 0.081 | 0.082 | 0.083 | 0.084 | 0.085 | 0.031 | 0.032 | 0.033 | 0.034 | 0.035 | 0.002 | 0.002 | 0.002 | 0.002 | 0.002 | 0.033 | 0.033 | 0.033 | 0.033 | 0.034 | 0 | 0 | 0 | 0 | 0 | 0 | 0 | 0 | 0 | 0
Iredell Water Corporation | 1.7226 | 5.105 | 0.0053836 |  | 21428 | 1.101 | 0.217 | 0.039 | 0.09 | 0.02 | 0.2502 | 51.3814 | 23678 | 28678 | 35338 | 44218 | 56058 | Iredell | 1.24 | 1.55 | 2.025 | 2.65 | 3.51 | 0.233 | 0.245 | 0.258 | 0.28 | 0.28 | 0.097 | 0.102 | 0.108 | 0.114 | 0.114 | 0.044 | 0.046 | 0.049 | 0.052 | 0.052 | 0.018 | 0.018 | 0.018 | 0.018 | 0.018 | 0.291 | 0.325 | 0.364 | 0.41 | 0.458 | 0.23 | 0 | 0 | 0 | 0 | 0 | 0 | 0 | 0 | 0
Jackson | 0.041417 | 0.068 | 0.002 |  | 513 | 0.041 | 0.004 | 0 | 0.007 | 0.013 | -0.025583 | 79.922 | 513 | 513 | 513 | 513 | 513 | Northampton | 0.045 | 0.045 | 0.045 | 0.045 | 0.045 | 0.004 | 0.004 | 0.004 | 0.004 | 0.004 | 0 | 0 | 0 | 0 | 0 | 0.006 | 0.006 | 0.006 | 0.006 | 0.006 | 0 | 0 | 0 | 0 | 0 | 0.002 | 0.002 | 0.002 | 0.002 | 0.002 | 0 | 0 | 0 | 0 | 0 | 0 | 0 | 0 | 0 | 0
Jacksonville | 4.2872 | 10.108 | 0 |  | 47132 | 2.123 | 1.095 | 0 | 0 | 0.667 | 0.40225 | 45.0437 | 49099 | 51456 | 53926 | 56515 | 59227 | Onslow | 2.71 | 2.84 | 2.976 | 3.119 | 3.269 | 1.437 | 1.505 | 1.577 | 1.652 | 1.732 | 0 | 0 | 0 | 0 | 0 | 0 | 0 | 0 | 0 | 0 | 0.667 | 0.667 | 0.667 | 0.667 | 0.667 | 0.573 | 0.601 | 0.629 | 0.66 | 0.691 | 1 | 0 | 0 | 0 | 0 | 0 | 0 | 0 | 0 | 0
Jamestown | 0.46917 | 1.4 | 0 |  | 5667 | 0.29 | 0.07 | 0.061 | 0.024 | 0.001 | 0.023167 | 51.1735 | 7000 | 7500 | 8200 | 8500 | 8800 | Guilford | 0.343 | 0.368 | 0.402 | 0.417 | 0.431 | 0.075 | 0.078 | 0.08 | 0.082 | 0.084 | 0.095 | 0.095 | 0.095 | 0.095 | 0.095 | 0.03 | 0.032 | 0.034 | 0.036 | 0.038 | 0.002 | 0.002 | 0.003 | 0.003 | 0.003 | 0.025 | 0.026 | 0.028 | 0.029 | 0.03 | 0 | 0 | 0 | 0 | 0 | 0 | 0 | 0 | 0 | 0
Jamesville | 0.0305 | 0.144 | 0 |  | 491 | 0.014 | 0.004 | 0.001 | 0.003 | 0.004 | 0.0045 | 28.5132 | 462 | 471 | 484 | 498 | 505 | Martin | 0.015 | 0.016 | 0.018 | 0.02 | 0.022 | 0.003 | 0.003 | 0.004 | 0.004 | 0.005 | 0.001 | 0.002 | 0.002 | 0.003 | 0.003 | 0.002 | 0.002 | 0.002 | 0.002 | 0.002 | 0.002 | 0.002 | 0.003 | 0.003 | 0.003 | 0.003 | 0.003 | 0.003 | 0.004 | 0.004 | 0 | 0 | 0 | 0 | 0 | 0 | 0 | 0 | 0 | 0
Jason-Shine Water Corporation | ERROR | 0 | 0 |  | #N/A | 0 | 0 | 0 | 0 | 0 | #VALUE! | ERROR | 0 | 0 | 0 | 0 | 0 | Greene | 0 | 0 | 0 | 0 | 0 | 0 | 0 | 0 | 0 | 0 | 0 | 0 | 0 | 0 | 0 | 0 | 0 | 0 | 0 | 0 | 0 | 0 | 0 | 0 | 0 | 0 | 0 | 0 | 0 | 0 | 0 | 0 | 0 | 0 | 0 | 0 | 0 | 0 | 0 | 0
Jefferson | 0.26725 | 14.187 | 0 |  | 1350 | 0.15 | 0.006 | 0.042 | 0.03 | 0.012 | 0.02725 | 111.1111 | 1750 | 1900 | 2100 | 2600 | 2800 | Ashe | 0.215 | 0.225 | 0.23 | 0.24 | 0.26 | 0.041 | 0.045 | 0.05 | 0.061 | 0.075 | 0.15 | 0.16 | 0.17 | 0.188 | 0.2 | 0.052 | 0.057 | 0.063 | 0.078 | 0.1 | 0.013 | 0.014 | 0.016 | 0.018 | 0.02 | 0.061 | 0.067 | 0.074 | 0.091 | 0.094 | 0 | 0 | 0 | 0 | 0 | 0 | 0 | 0 | 0 | 0
JOHNSTON CO | ERROR | 0 | 0 |  | #N/A | 0 | 0 | 0 | 0 | 0 | #VALUE! | ERROR | 0 | 0 | 0 | 0 | 0 | Johnston | 0 | 0 | 0 | 0 | 0 | 0 | 0 | 0 | 0 | 0 | 0 | 0 | 0 | 0 | 0 | 0 | 0 | 0 | 0 | 0 | 0 | 0 | 0 | 0 | 0 | 0 | 0 | 0 | 0 | 0 | 0 | 0 | 0 | 0 | 0 | 0 | 0 | 0 | 0 | 0
Johnston County | 9.1818 | 18.75 | 3.7887 |  | 70540 | 3.612 | 0.415 | 0.028 | 0.061 | 0.272 | 1.0052 | 51.205 | 80605 | 97000 | 108933 | 121248 | 134835 | Johnston | 4.269 | 5.052 | 5.491 | 5.963 | 6.469 | 0.502 | 0.594 | 0.646 | 0.702 | 0.761 | 0.05 | 0.059 | 0.065 | 0.07 | 0.076 | 0.075 | 0.089 | 0.097 | 0.105 | 0.114 | 0.126 | 0.149 | 0.162 | 0.175 | 0.19 | 1.357 | 1.606 | 1.746 | 1.896 | 2.057 | 0 | 6.99 | 0 | 6 | 0 | 0.574 | 2.34 | 1.051 | 0.912 | 0.807
Jones County Regional Water System | 0.61017 | 0.764 | 0 |  | 9035 | 0.467 | 0.007 | 0 | 0.021 | 0.025 | 0.090167 | 51.6879 | 9100 | 9150 | 9200 | 9250 | 9300 | Jones | 0.52 | 0.522 | 0.524 | 0.526 | 0.528 | 0.023 | 0.024 | 0.025 | 0.026 | 0.027 | 0 | 0 | 0 | 0 | 0 | 0.005 | 0.005 | 0.005 | 0.005 | 0.005 | 0.02 | 0.02 | 0.02 | 0.02 | 0.02 | 0.196 | 0.197 | 0.198 | 0.199 | 0.2 | 0.3 | 0 | 0 | 0 | 0 | 0 | 0 | 0 | 0 | 0
Jonesville | 0.38558 | 40.824 | 0.053 |  | 2285 | 0.059 | 0.131 | 0.021 | 0.002 | 0.017 | 0.10258 | 25.8206 | 2266 | 2280 | 2290 | 2290 | 2300 | Yadkin | 0.123 | 0.128 | 0.133 | 0.133 | 0.14 | 0.052 | 0.055 | 0.058 | 0.058 | 0.06 | 0.002 | 0.002 | 0.003 | 0.003 | 0.004 | 0.022 | 0.022 | 0.024 | 0.024 | 0.025 | 0.01 | 0.012 | 0.014 | 0.014 | 0.016 | 0.192 | 0.201 | 0.213 | 0.213 | 0.225 | 0 | 0 | 0 | 0 | 0 | 0 | 0 | 0 | 0 | 0
Junaluska SD | 0.2975 | 0.75 | 0 |  | 4500 | 0.19 | 0.03 | 0 | 0.065 | 0 | 0.0125 | 42.2222 | 7174 | 9093 | 11525 | 14608 | 18516 | Haywood | 0.307 | 0.389 | 0.493 | 0.625 | 0.792 | 0.07 | 0.088 | 0.112 | 0.142 | 0.18 | 0 | 0 | 0 | 0 | 0 | 0.12 | 0.164 | 0.208 | 0.263 | 0.333 | 0.001 | 0.001 | 0.001 | 0.001 | 0.001 | 0.074 | 0.095 | 0.121 | 0.153 | 0.194 | 0 | 0 | 0 | 0 | 0 | 0 | 0 | 0 | 0 | 0
Kannapolis | 4.8158 | 17.8 | 0.41 |  | 44757 | 2.668 | 0.522 | 0 | 0 | 0.455 | 0.76083 | 59.6108 | 48919 | 56501 | 65259 | 75374 | 87057 | Rowan | 2.916 | 3.367 | 3.889 | 4.492 | 5.188 | 0.571 | 0.657 | 0.761 | 0.879 | 1.011 | 0 | 0 | 0 | 0 | 0 | 0 | 0 | 0 | 0 | 0 | 0.497 | 0.574 | 0.663 | 0.763 | 0.881 | 0.809 | 0.933 | 1.079 | 1.245 | 1.437 | 2 | 0 | 0 | 0 | 0 | 0 | 0 | 0 | 0 | 0
Kenansville | 0.13158 | 0.396 | 0 |  | 855 | 0.058 | 0.017 | 0 | 0.015 | 0.005 | 0.036583 | 67.8363 | 1224 | 1245 | 1270 | 1307 | 1338 | Duplin | 0.064 | 0.071 | 0.077 | 0.085 | 0.095 | 0.022 | 0.023 | 0.024 | 0.025 | 0.025 | 0 | 0 | 0 | 0 | 0 | 0.021 | 0.022 | 0.023 | 0.023 | 0.023 | 0.003 | 0.003 | 0.003 | 0.003 | 0.003 | 0.022 | 0.024 | 0.026 | 0.028 | 0.03 | 0 | 0 | 0 | 0 | 0 | 0 | 0 | 0 | 0 | 0
Kenly | 200488.6667 | 0.3 | 0 |  | 1400 | 0.07 | 0.092 | 0 | 0 | 200 | 200288.5047 | 50 | 1407 | 1423 | 1438 | 1451 | 1466 | Johnston | 0.09 | 0.095 | 0.098 | 0.105 | 0.11 | 0.098 | 0.1 | 0.12 | 0.135 | 0.14 | 0 | 0 | 0 | 0 | 0 | 0.02 | 0.025 | 0.03 | 0.035 | 0.04 | 0.003 | 0.003 | 0.003 | 0.003 | 0.003 | 0.02 | 0.02 | 0.02 | 0.02 | 0.02 | 0 | 0 | 0 | 0 | 0 | 0 | 0 | 0 | 0 | 0
Kerr Lake Regional Water | 6.1193 | 20 | 3.67 |  | 17284 | 0.83 | 0.69 | 0.01 | 0 | 0.06 | 0.85933 | 48.0213 | 17188 | 17730 | 18268 | 18816 | 19380 | Vance | 1.788 | 1.929 | 2.18 | 2.245 | 2.313 | 0.47 | 0.507 | 0.527 | 0.54 | 0.56 | 0.01 | 0.012 | 0.012 | 0.012 | 0.012 | 0.117 | 0.126 | 0.131 | 0.135 | 0.139 | 0.168 | 0.179 | 0.181 | 0.183 | 0.185 | 0 | 0 | 0 | 0 | 0 | 0 | 0 | 0 | 0 | 0 | 0 | 0 | 0 | 0 | 0
Kill Devil Hills | 1.2128 | 3 | 0 |  | 6800 | 1.077 | 0.067 | 0 | 0 | 0.001 | 0.067833 | 158.3824 | 7750 | 10014 | 10953 | 12050 | 13147 | Dare | 1.304 | 1.513 | 1.681 | 1.856 | 2.051 | 0.076 | 0.089 | 0.098 | 0.109 | 0.12 | 0 | 0 | 0 | 0 | 0 | 0 | 0 | 0 | 0 | 0 | 0.001 | 0.001 | 0.001 | 0.001 | 0.001 | 0.084 | 0.098 | 0.109 | 0.12 | 0.133 | 0 | 0 | 0 | 0 | 0 | 0 | 0 | 0 | 0 | 0
King | 1.4017 | 50 | 0 |  | 20490 | 1.013 | 0.159 | 0.1 | 0.01 | 0.047 | 0.072667 | 49.4388 | 23540 | 26590 | 29640 | 32680 | 35720 | Stokes | 1.182 | 1.418 | 1.654 | 1.89 | 2.126 | 0.223 | 0.261 | 0.305 | 0.357 | 0.418 | 0.3 | 0.316 | 0.333 | 0.35 | 0.369 | 0.019 | 0.026 | 0.033 | 0.037 | 0.043 | 0.15 | 0.15 | 0.15 | 0.15 | 0.15 | 0.103 | 0.119 | 0.136 | 0.153 | 0.171 | 0 | 0 | 0 | 0 | 0 | 0 | 0 | 0 | 0 | 0
Kings Mountain | 2.5648 | 23 | 0.38097 |  | 13220 | 0.613 | 0.197 | 0.862 | 0.117 | 0.06 | 0.33487 | 46.3691 | 13874 | 14000 | 15000 | 16061 | 16864 | Cleveland | 0.667 | 0.672 | 0.72 | 0.771 | 0.809 | 0.074 | 0.078 | 0.082 | 0.086 | 0.09 | 2.736 | 2.6 | 2.5 | 2.5 | 2.5 | 0.14 | 0.147 | 0.154 | 0.162 | 0.17 | 0.112 | 0.118 | 0.123 | 0.13 | 0.137 | 0.621 | 0.602 | 0.596 | 0.608 | 0.617 | 0 | 0 | 0 | 0 | 0 | 0 | 0 | 0 | 0 | 0
Kinston | 4.4792 | 8.819 | 0 |  | 27588 | 2.2 | 0 | 2 | 0 | 0.02 | 0.25925 | 79.7448 | 28000 | 28000 | 28500 | 29000 | 29500 | Lenoir | 2.3 | 2.4 | 2.5 | 2.6 | 2.7 | 0 | 0 | 0 | 0 | 0 | 2.4 | 2.7 | 3 | 3.3 | 3.6 | 0 | 0 | 0 | 0 | 0 | 0.02 | 0.02 | 0.02 | 0.02 | 0.02 | 0.4 | 0.425 | 0.45 | 0.5 | 0.55 | 4.75 | 0 | 0.25 | 0.58 | 0 | 0 | 0 | 0 | 0 | 0
Kittrell WA | ERROR | 0 | 0 |  | #N/A | 0 | 0 | 0 | 0 | 0 | #VALUE! | ERROR | 0 | 0 | 0 | 0 | 0 | Vance | 0 | 0 | 0 | 0 | 0 | 0 | 0 | 0 | 0 | 0 | 0 | 0 | 0 | 0 | 0 | 0 | 0 | 0 | 0 | 0 | 0 | 0 | 0 | 0 | 0 | 0 | 0 | 0 | 0 | 0 | 0 | 0 | 0 | 0 | 0 | 0 | 0 | 0 | 0 | 0
Kure Beach | 0.34725 | 0.637 | 0.013 |  | 2300 | 0.252 | 0.051 | 0 | 0 | 0 | 0.03125 | 109.5652 | 2400 | 2500 | 2600 | 2700 | 2700 | New Hanover | 0.298 | 0.31 | 0.322 | 0.335 | 0.335 | 0.042 | 0.042 | 0.042 | 0.042 | 0.042 | 0 | 0 | 0 | 0 | 0 | 0 | 0 | 0 | 0 | 0 | 0 | 0 | 0 | 0 | 0 | 0.002 | 0.002 | 0.002 | 0.002 | 0.002 | 0 | 0 | 0 | 0 | 0 | 0 | 0 | 0 | 0 | 0
La Grange | 0.27142 | 2.307 | 0 |  | 3167 | 0.201 | 0.05 | 0 | 0 | 0.002 | 0.018417 | 63.467 | 4840 | 5361 | 5630 | 5911 | 6000 | Lenoir | 0.205 | 0.225 | 0.245 | 0.265 | 0.285 | 0.057 | 0.065 | 0.074 | 0.088 | 0.101 | 0 | 0 | 0 | 0 | 0 | 0 | 0 | 0 | 0 | 0 | 0.002 | 0.002 | 0.002 | 0.002 | 0 | 0.522 | 0.577 | 0.644 | 0.722 | 0.793 | 0.576 | 0.144 | 0.144 | 0.144 | 0 | 0 | 0 | 0 | 0 | 0
Lake Junaluska Assembly | ERROR | 0 | 0 |  | #N/A | 0 | 0 | 0 | 0 | 0 | #VALUE! | ERROR | 0 | 0 | 0 | 0 | 0 | Haywood | 0 | 0 | 0 | 0 | 0 | 0 | 0 | 0 | 0 | 0 | 0 | 0 | 0 | 0 | 0 | 0 | 0 | 0 | 0 | 0 | 0 | 0 | 0 | 0 | 0 | 0 | 0 | 0 | 0 | 0 | 0 | 0 | 0 | 0 | 0 | 0 | 0 | 0 | 0 | 0
Lake Lure | 0.057917 | 0.263 | 0 |  | 1193 | 0.023 | 0.017 | 0 | 0.009 | 0.007 | 0.0019167 | 19.2791 | 155 | 165 | 175 | 185 | 195 | Rutherford | 0.03 | 0.036 | 0.042 | 0.051 | 0.057 | 0.025 | 0.031 | 0.036 | 0.041 | 0.046 | 0 | 0 | 0 | 0 | 0 | 0 | 0 | 0 | 0 | 0 | 0 | 0 | 0 | 0 | 0 | -0.045 | -0.055 | -0.064 | -0.076 | -0.085 | 0 | 0 | 0 | 0 | 0 | 0 | 0 | 0 | 0 | 0
Lake Royale | 0.14442 | 0.3 | 0 |  | 4932 | 0.113 | 0.004 | 0 | 0 | 0.011 | 0.016417 | 22.9116 | 5300 | 5800 | 6300 | 6800 | 7300 | Franklin | 0.12 | 0.131 | 0.142 | 0.154 | 0.166 | 0.004 | 0.004 | 0.004 | 0.004 | 0.004 | 0 | 0 | 0 | 0 | 0 | 0 | 0 | 0 | 0 | 0 | 0.011 | 0.011 | 0.011 | 0.011 | 0.011 | 0.038 | 0.045 | 0.045 | 0.045 | 0.045 | 0 | 0 | 0.08 | 0 | 0 | 0 | 0 | 0 | 0 | 0
Lake Santeetlah | 0.015917 | 0.147 | 0 |  | 20 | 0.01 | 0 | 0 | 0 | 0.002 | 0.0039167 | 500 | 70 | 80 | 90 | 100 | 110 | Graham | 0.024 | 0.027 | 0.028 | 0.031 | 0.032 | 0 | 0 | 0 | 0 | 0 | 0 | 0 | 0 | 0 | 0 | 0 | 0 | 0 | 0 | 0 | 0.002 | 0.002 | 0.003 | 0.003 | 0.003 | 0.01 | 0.012 | 0.012 | 0.014 | 0.014 | 0 | 0 | 0 | 0 | 0 | 0 | 0 | 0 | 0 | 0
Lake Waccamaw | 0.1485 | 0.35 | 0 |  | 1480 | 0.08 | 0.006 | 0.005 | 0.027 | 0.001 | 0.0295 | 54.0541 | 1495 | 1510 | 1525 | 1540 | 1555 | Columbus | 0.089 | 0.09 | 0.091 | 0.092 | 0.093 | 0.006 | 0.006 | 0.006 | 0.006 | 0.006 | 0.007 | 0.007 | 0.007 | 0.007 | 0.007 | 0.026 | 0.027 | 0.027 | 0.028 | 0.028 | 0.002 | 0.002 | 0.002 | 0.002 | 0.002 | 0.026 | 0.027 | 0.027 | 0.027 | 0.027 | 0 | 0 | 0 | 0 | 0 | 0 | 0 | 0 | 0 | 0
Lamplighter South/Danby | 0.25683 | 0.563 | 0 |  | 3297 | 0.196 | 0.002 | 0 | 0 | 0.026 | 0.032833 | 59.448 | 3315 | 3315 | 3315 | 3315 | 3315 | Mecklenburg | 0.27 | 0.268 | 0.267 | 0.265 | 0.264 | 0.002 | 0.002 | 0.002 | 0.002 | 0.002 | 0 | 0 | 0 | 0 | 0 | 0 | 0 | 0 | 0 | 0 | 0.02 | 0.016 | 0.016 | 0.016 | 0.016 | 0.043 | 0.042 | 0.042 | 0.042 | 0.042 | 0 | 0 | 0 | 0 | 0 | 0 | 0 | 0 | 0 | 0
Landis | 0.28342 | 3 | 0 |  | 3100 | 0.183 | 0.043 | 0.051 | 0 | 0.004 | 0.0024167 | 59.0323 | 3877 | 4631 | 5947 | 7636 | 9805 | Rowan | 0.403 | 0.616 | 0.791 | 1.016 | 1.304 | 0 | 0 | 0 | 0 | 0 | 0.17 | 0.252 | 0.324 | 0.416 | 0.535 | 0 | 0 | 0 | 0 | 0 | 0.015 | 0.017 | 0.022 | 0.028 | 0.036 | 0.012 | 0.015 | 0.015 | 0.019 | 0.025 | 0 | 0 | 0 | 0 | 0 | 0 | 0 | 0 | 0 | 0
Lansing | 0.011667 | 0.043 | 0 |  | 250 | 0.008 | 0.001 | 0 | 0.001 | 0 | 0.0016667 | 32 | 217 | 300 | 310 | 330 | 340 | Ashe | 0.01 | 0.011 | 0.012 | 0.013 | 0.015 | 0.003 | 0.006 | 0.007 | 0.01 | 0.012 | 0 | 0 | 0 | 0 | 0 | 0.001 | 0.001 | 0.002 | 0.002 | 0.002 | 0 | 0 | 0 | 0 | 0 | 0.001 | 0.002 | 0.002 | 0.003 | 0.003 | 0 | 0 | 0 | 0 | 0 | 0 | 0 | 0 | 0 | 0
Laurel Park | 0.13083 | 0.234 | 0 |  | 1670 | 0.047 | 0.011 | 0 | 0 | 0.037 | 0.035833 | 28.1437 | 1711 | 1762 | 1815 | 1869 | 1925 | Henderson | 0.107 | 0.11 | 0.113 | 0.116 | 0.119 | 0.011 | 0.011 | 0.012 | 0.012 | 0.012 | 0 | 0 | 0 | 0 | 0 | 0 | 0 | 0 | 0 | 0 | 0.001 | 0.001 | 0.001 | 0.001 | 0.001 | 0.044 | 0.045 | 0.046 | 0.048 | 0.049 | 0 | 0 | 0 | 0 | 0 | 0 | 0 | 0 | 0 | 0
Laurinburg | 2.4241 | 3.988 | 0.161 |  | 25096 | 1.266 | 1 | 0 | 0 | 0.074 | -0.076917 | 50.4463 | 18490 | 19012 | 19308 | 19598 | 19891 | Scotland | 1.77 | 2.13 | 2.49 | 2.85 | 3.21 | 0.297 | 0.303 | 0.309 | 0.315 | 0.375 | 0 | 0 | 0 | 0 | 0 | 0 | 0 | 0 | 0 | 0 | 0.265 | 0.27 | 0.275 | 0.28 | 0.285 | -4.222 | -4.894 | -5.566 | -6.237 | -7.007 | 0 | 0 | 0 | 0 | 0 | 0 | 0 | 0 | 0 | 0
Laurinburg-Maxton Airport | 0.40342 | 2.06 | 0.30999 |  | 30 | 0.045 | 0.25 | 0.018 | 0 | 0.035 | -0.25457 | 1500 | 30 | 30 | 30 | 30 | 30 | Scotland | 0.045 | 0.046 | 0.05 | 0.05 | 0.05 | 0.006 | 0.008 | 0.1 | 0.11 | 0.12 | 0.656 | 0.722 | 0.794 | 0.873 | 0.96 | 0.1 | 0.11 | 0.12 | 0.13 | 0.135 | 0.035 | 0.035 | 0.035 | 0.035 | 0.035 | -0.143 | -0.156 | -0.186 | -0.203 | -0.22 | 0.5 | 0 | 0 | 0 | 0 | 0 | 0 | 0 | 0 | 0
Lawndale | 0.034917 | 0.08 | 0 |  | 608 | 0.022 | 0.002 | 0.001 | 0.005 | 0.001 | 0.0039167 | 36.1842 | 618 | 629 | 639 | 651 | 663 | Cleveland | 0.022 | 0.022 | 0.022 | 0.023 | 0.023 | 0.003 | 0.003 | 0.003 | 0.004 | 0.004 | 0 | 0 | 0 | 0 | 0 | 0.005 | 0.005 | 0.006 | 0.006 | 0.007 | 0.001 | 0.001 | 0.001 | 0.001 | 0.001 | 0.003 | 0.003 | 0.003 | 0.004 | 0.004 | 0 | 0 | 0 | 0 | 0 | 0 | 0 | 0 | 0 | 0
LCFWSA - Kings Bluff | 24.2923 | 106 | 23.604 |  | 0 | 0 | 0 | 0.77 | 0 | 0 | -0.081667 | ERROR | 0 | 0 | 0 | 0 | 0 | Bladen | 0 | 0 | 0 | 0 | 0 | 0 | 0 | 0 | 0 | 0 | 0 | 0 | 0 | 0 | 0 | 0 | 0 | 0 | 0 | 0 | 0 | 0 | 0 | 0 | 0 | 0.062 | 0.062 | 0.062 | 0.062 | 0.062 | 0 | 0 | 0 | 0 | 0 | 40 | 0 | 0 | 0 | 0
Leland | 0.22375 | 2 | 0 |  | 1257 | 0.2 | 0.014 | 0 | 0 | 0.009 | 0.00075 | 159.109 | 921 | 1183 | 1445 | 1707 | 1969 | Brunswick | 0.231 | 0.296 | 0.362 | 0.43 | 0.494 | 0.001 | 0.003 | 0.004 | 0.005 | 0.006 | 0 | 0 | 0 | 0 | 0 | 0 | 0 | 0 | 0 | 0 | 0.005 | 0.005 | 0.005 | 0.005 | 0.005 | 0.006 | 0.008 | 0.01 | 0.011 | 0.013 | 0 | 0 | 0 | 0 | 0 | 0 | 0 | 0 | 0 | 0
Lenoir | 6.357 | 12 | 2.015 |  | 21350 | 1.79 | 0.477 | 0.147 | 0.17 | 0.228 | 1.53 | 83.8407 | 22634 | 23211 | 23791 | 24386 | 25250 | Caldwell | 1.618 | 1.659 | 1.7 | 1.74 | 1.8 | 0.479 | 0.49 | 0.497 | 0.499 | 1.09 | 0.2 | 0.22 | 0.28 | 0.282 | 0.285 | 0.173 | 0.177 | 0.182 | 0.186 | 0.192 | 0.14 | 0.14 | 0.14 | 0.14 | 0.14 | 1.942 | 2.033 | 2.135 | 2.228 | 2.336 | 0 | 0 | 0 | 0 | 0 | 0 | 0 | 0 | 0 | 0
Lewiston-Woodville | ERROR | 0 | 0 |  | #N/A | 0 | 0 | 0 | 0 | 0 | #VALUE! | ERROR | 0 | 0 | 0 | 0 | 0 | Bertie | 0 | 0 | 0 | 0 | 0 | 0 | 0 | 0 | 0 | 0 | 0 | 0 | 0 | 0 | 0 | 0 | 0 | 0 | 0 | 0 | 0 | 0 | 0 | 0 | 0 | 0 | 0 | 0 | 0 | 0 | 0 | 0 | 0 | 0 | 0 | 0 | 0 | 0 | 0 | 0
Lexington | 2.8196 | 6.95 | 0 |  | 22300 | 0.915 | 0.569 | 0.952 | 0.036 | 0.19 | 0.15758 | 41.0314 | 24586 | 25815 | 27106 | 28461 | 29884 | Davidson | 0.97 | 1.01 | 1.07 | 1.12 | 1.17 | 0.61 | 0.64 | 0.67 | 0.7 | 0.74 | 0.88 | 0.92 | 0.96 | 1.01 | 1.06 | 0.02 | 0.02 | 0.02 | 0.02 | 0.02 | 0.2 | 0.2 | 0.2 | 0.2 | 0.2 | 0.326 | 0.34 | 0.355 | 0.371 | 0.388 | 0 | 0 | 0 | 0 | 0 | 0 | 0 | 0 | 0 | 0
Liberty | 0.21142 | 0.372 | 0 |  | 3000 | 0.135 | 0.024 | 0.012 | 0.002 | 0.01 | 0.028417 | 45 | 3000 | 3250 | 3500 | 3750 | 4000 | Randolph | 0.15 | 0.163 | 0.175 | 0.188 | 0.2 | 0.038 | 0.049 | 0.063 | 0.07 | 0.075 | 0.009 | 0.01 | 0.011 | 0.012 | 0.012 | 0.006 | 0.01 | 0.016 | 0.016 | 0.016 | 0.015 | 0.015 | 0.015 | 0.015 | 0.015 | 0.004 | 0.004 | 0.005 | 0.005 | 0.006 | 0.137 | 0 | 0 | 0 | 0 | 0 | 0 | 0 | 0 | 0
Lilesville | 0.045167 | 0.06 | 0 |  | 537 | 0.038 | 0.002 | 0 | 0 | 0.001 | 0.0041667 | 70.7635 | 541 | 549 | 557 | 565 | 573 | Anson | 0.038 | 0.038 | 0.038 | 0.039 | 0.039 | 0.002 | 0.002 | 0.002 | 0.002 | 0.003 | 0 | 0 | 0 | 0 | 0 | 0 | 0 | 0 | 0 | 0 | 0 | 0 | 0 | 0 | 0 | 0.004 | 0.004 | 0.004 | 0.004 | 0.004 | 0 | 0 | 0 | 0 | 0 | 0 | 0 | 0 | 0 | 0
Lillington | 0.34883 | 2 | 0 |  | 3408 | 0.131 | 0.044 | 0.012 | 0.08 | 0.035 | 0.046833 | 38.439 | 4131 | 4338 | 4554 | 4782 | 5260 | Harnett | 0.138 | 0.145 | 0.152 | 0.16 | 0.168 | 0.501 | 0.526 | 0.552 | 0.58 | 0.605 | 0.016 | 0.017 | 0.018 | 0.02 | 0.022 | 0.122 | 0.128 | 0.134 | 0.141 | 0.148 | 0 | 0 | 0 | 0 | 0.001 | 0.069 | 0.073 | 0.077 | 0.081 | 0.084 | 0 | 0 | 0 | 0 | 0 | 0 | 0 | 0 | 0 | 0
Lincoln County | 2.7284 | 123 | 0.032 |  | 10909 | 1.5 | 0.2 | 0.3 | 0.1 | 0.323 | 0.27342 | 137.5011 | 36438 | 49344 | 64146 | 86726 | 112744 | Lincoln | 1.8 | 2.25 | 2.813 | 3.656 | 4.753 | 0.246 | 0.308 | 0.384 | 0.5 | 0.65 | 0.366 | 0.458 | 0.572 | 0.743 | 0.966 | 0.126 | 0.158 | 0.197 | 0.256 | 0.333 | 0.06 | 0.075 | 0.094 | 0.122 | 0.158 | 0.542 | 0.678 | 0.847 | 1.101 | 1.432 | 4 | 0 | 0 | 0 | 0 | 0 | 0 | 0 | 0 | 0
Lincolnton | 3.0621 | 12 | 0.106 |  | 10487 | 0.583 | 0.295 | 0.928 | 0.119 | 0.348 | 0.68308 | 55.5926 | 12823 | 14875 | 17255 | 20015 | 23217 | Lincoln | 0.731 | 0.833 | 0.949 | 1.101 | 1.254 | 0.488 | 0.488 | 0.488 | 0.488 | 0.488 | 1.266 | 1.468 | 1.703 | 1.975 | 2.288 | 0.1 | 0.1 | 0.1 | 0.1 | 0.1 | 0.358 | 0.415 | 0.482 | 0.559 | 0.646 | 0.932 | 1.046 | 1.178 | 1.337 | 1.512 | 0 | 0 | 0 | 0 | 0 | 0 | 0 | 0 | 0 | 0
Linden | 0.13708 | 0.25 | 0.007 |  | 1605 | 0.089 | 0.012 | 0 | 0.016 | 0 | 0.013083 | 55.4517 | 1700 | 1725 | 1750 | 1775 | 1800 | Cumberland | 0.09 | 0.09 | 0.091 | 0.091 | 0.091 | 0.012 | 0.012 | 0.013 | 0.013 | 0.013 | 0 | 0 | 0 | 0 | 0 | 0.016 | 0.016 | 0.017 | 0.017 | 0.017 | 0 | 0 | 0 | 0 | 0 | 0.005 | 0.005 | 0.005 | 0.005 | 0.005 | 0 | 0 | 0 | 0 | 0 | 0 | 0 | 0 | 0 | 0
Linville Land Harbor | 0.22075 | 0.273 | 0 |  | 514 | 0.17 | 0 | 0 | 0 | 0.02 | 0.03075 | 330.7393 | 514 | 514 | 514 | 514 | 514 | Avery | 0.165 | 0.165 | 0.165 | 0.165 | 0.165 | 0 | 0 | 0 | 0 | 0 | 0 | 0 | 0 | 0 | 0 | 0 | 0 | 0 | 0 | 0 | 0.02 | 0.02 | 0.02 | 0.02 | 0.02 | 0.005 | 0.005 | 0.005 | 0.005 | 0.005 | 0 | 0 | 0 | 0 | 0 | 0 | 0 | 0 | 0 | 0
Littleton | 2.2329 | 0.15 | 0 |  | 1520 | 0.078 | 0.008 | 0.004 | 0 | 0.005 | 2.1379 | 51.3158 | 1320 | 1330 | 1340 | 1350 | 1360 | Halifax | 0.08 | 0.085 | 0.085 | 0.09 | 0.09 | 0.02 | 0.025 | 30 | 0.035 | 0.035 | 0.015 | 0.02 | 0.025 | 0.03 | 0.03 | 0.01 | 0.012 | 0.015 | 0.016 | 0.017 | 0.02 | 0.025 | 0.03 | 0.035 | 0.04 | -0.08 | -0.07 | -0.06 | -0.05 | -0.04 | 0 | 0 | 0 | 0 | 0 | 0 | 0 | 0 | 0 | 0
Longview | 0.75917 | 4.5 | 0.026 |  | 4871 | 0.249 | 0.261 | 0 | 0 | 0.12 | 0.10317 | 51.1189 | 4989 | 5141 | 5297 | 5458 | 5624 | Catawba | 0.256 | 0.264 | 0.272 | 0.28 | 0.289 | 0.289 | 0.298 | 0.307 | 0.316 | 0.326 | 0 | 0 | 0 | 0 | 0 | 0 | 0 | 0 | 0 | 0 | 0 | 0 | 0 | 0 | 0 | 0.175 | 0.181 | 0.186 | 0.192 | 0.198 | 0 | 0 | 0 | 0 | 0 | 0 | 0 | 0 | 0 | 0
Louisburg | 0.63067 | 3 | 0.11693 |  | 3750 | 0.134 | 0.235 | 0 | 0 | 0.07 | 0.074732 | 35.7333 | 3950 | 4500 | 4680 | 4870 | 5500 | Franklin | 0.138 | 0.158 | 0.154 | 0.146 | 0.154 | 0.203 | 0.215 | 0.23 | 0.242 | 0.268 | 0.04 | 0.044 | 0.05 | 0.054 | 0.06 | 0.1 | 0.11 | 0.12 | 0.135 | 0.17 | 0.068 | 0.078 | 0.086 | 0.094 | 0.11 | 0.165 | 0.182 | 0.192 | 0.202 | 0.229 | 0 | 0 | 0 | 0 | 0 | 0.5 | 0 | 0 | 0 | 0
Lowell | 0.2835 | 0.618 | 0 |  | 3563 | 0.157 | 0.035 | 0 | 0.012 | 0.035 | 0.0445 | 44.064 | 4160 | 4344 | 4528 | 4712 | 4896 | Gaston | 0.212 | 0.22 | 0.23 | 0.24 | 0.249 | 0.033 | 0.035 | 0.036 | 0.038 | 0.039 | 0 | 0 | 0 | 0 | 0 | 0.008 | 0.008 | 0.009 | 0.009 | 0.01 | 0.032 | 0.034 | 0.036 | 0.038 | 0.04 | 0.021 | 0.02 | 0.019 | 0.018 | 0.017 | 0 | 0 | 0 | 0 | 0 | 0 | 0 | 0 | 0 | 0
Lucama | 0.082667 | 0.273 | 0 |  | 881 | 0.06 | 0.005 | 0 | 0.004 | 0.015 | -0.0013333 | 68.1044 | 885 | 895 | 900 | 900 | 900 | Wilson | 0.085 | 0.09 | 0.094 | 0.099 | 0.1 | 0.006 | 0.008 | 0.009 | 0.009 | 0.01 | 0 | 0 | 0 | 0 | 0 | 0.004 | 0.006 | 0.007 | 0.008 | 0.008 | 0.017 | 0.017 | 0.018 | 0.019 | 0.02 | 0.005 | 0.005 | 0.005 | 0.006 | 0.006 | 0 | 0 | 0 | 0 | 0 | 0 | 0 | 0 | 0 | 0
Lumberton | 4.2833 | 16.2 | 0.22 |  | 23500 | 1.642 | 1.357 | 0.45 | 0.015 | 0.245 | 0.35433 | 69.8723 | 29000 | 34000 | 36500 | 40500 | 4400 | Robeson | 2.978 | 3.38 | 3.798 | 4.208 | 4.701 | 4.23 | 5.46 | 5.99 | 6.76 | 7.56 | 2.43 | 2.802 | 3.7 | 4.602 | 5.502 | 0.294 | 0.303 | 0.373 | 0.443 | 0.521 | 0.148 | 0.178 | 0.212 | 0.275 | 0.338 | 0.75 | 0.9 | 0.95 | 1.05 | 1.15 | 0 | 0 | 0 | 0 | 0 | 0 | 0 | 0 | 0 | 0
Macclesfield | 0.035583 | 0.414 | 0 |  | 890 | 0.095 | 0.006 | 0 | 0 | 0 | -0.065417 | 106.7416 | 777 | 697 | 626 | 562 | 555 | Edgecombe | 0.055 | 0.049 | 0.044 | 0.04 | 0.035 | 0.003 | 0.003 | 0.003 | 0.003 | 0.003 | 0 | 0 | 0 | 0 | 0 | 0 | 0 | 0 | 0 | 0 | 0 | 0 | 0 | 0 | 0 | 0.003 | 0.003 | 0.002 | 0.002 | 0.002 | 0 | 0 | 0 | 0 | 0 | 0 | 0 | 0 | 0 | 0
Madison | 0.59108 | 16.1 | 0.029 |  | 2787 | 0.099 | 0.07 | 0.225 | 0 | 0.051 | 0.11708 | 35.5221 | 2907 | 3027 | 3147 | 3267 | 3387 | Rockingham | 0.7 | 0.9 | 1.1 | 1.2 | 1.4 | 0.3 | 0.35 | 0.45 | 0.55 | 0.65 | 0.334 | 0.35 | 0.368 | 0.386 | 0.404 | 0 | 0 | 0 | 0 | 0 | 0.1 | 0.13 | 0.14 | 0.15 | 0.16 | 0.535 | 0.645 | 0.767 | 0.852 | 0.947 | 0 | 0 | 0 | 0 | 0 | 0 | 0 | 0 | 0 | 0
Maggie Valley SD | 1.0053 | 4.66 | 0 |  | 9290 | 0.498 | 0.234 | 0.009 | 0 | 0.096 | 0.16833 | 53.606 | 10530 | 12530 | 14530 | 16600 | 18800 | Haywood | 0.7 | 0.75 | 0.78 | 0.81 | 0.835 | 0.247 | 0.272 | 0.299 | 0.328 | 0.34 | 0.012 | 0.015 | 0.02 | 0.025 | 0.03 | 0 | 0 | 0 | 0 | 0 | 0.095 | 0.095 | 0.055 | 0.055 | 0.06 | 0.209 | 0.225 | 0.239 | 0.252 | 0.261 | 0 | 0 | 0 | 0 | 0 | 0 | 0 | 0 | 0 | 0
Magnolia | 0.0655 | 0.27 | 0 |  | 980 | 0.04 | 0.009 | 0 | 0.001 | 0.006 | 0.0095 | 40.8163 | 1362 | 1594 | 1624 | 1655 | 1686 | Duplin | 0.078 | 0.091 | 0.093 | 0.095 | 0.115 | 0.013 | 0.015 | 0.018 | 0.022 | 0.027 | 0 | 0 | 0 | 0 | 0 | 0 | 0 | 0 | 0 | 0 | 0.004 | 0.005 | 0.006 | 0.008 | 0.011 | 0.016 | 0.019 | 0.02 | 0.021 | 0.026 | 0 | 0 | 0 | 0 | 0 | 0 | 0 | 0 | 0 | 0
Maiden | 1.0257 | 3 | 0 |  | 4257 | 0.214 | 0.029 | 0.768 | 0.023 | 0.048 | -0.056333 | 50.2701 | 3381 | 3450 | 3519 | 3590 | 3665 | Catawba | 0.215 | 0.214 | 0.213 | 0.212 | 0.211 | 0.072 | 0.075 | 0.077 | 0.08 | 0.083 | 1.023 | 1.057 | 1.093 | 1.129 | 1.165 | 0 | 0 | 0 | 0 | 0 | 0.018 | 0.02 | 0.025 | 0.028 | 0.03 | 0.195 | 0.201 | 0.207 | 0.213 | 0.219 | 0 | 0 | 0 | 0 | 0 | 0 | 0 | 0 | 0 | 0
Manteo | 0.21533 | 0.7 | 0 |  | 1820 | 0.134 | 0.037 | 0 | 0.014 | 0.015 | 0.015333 | 73.6264 | 1911 | 2007 | 2107 | 2212 | 2323 | Dare | 0.141 | 0.148 | 0.155 | 0.163 | 0.171 | 0.039 | 0.041 | 0.043 | 0.045 | 0.047 | 0 | 0 | 0 | 0 | 0 | 0.015 | 0.016 | 0.017 | 0.018 | 0.019 | 0.017 | 0.018 | 0.02 | 0.022 | 0.024 | 0.016 | 0.017 | 0.018 | 0.019 | 0.02 | 0 | 0 | 0 | 0 | 0 | 0 | 0 | 0 | 0 | 0
Marion | 1.4771 | 4.1 | 0.038 |  | 8668 | 0.442 | 0.223 | 0.094 | 0.182 | 0.365 | 0.13308 | 50.9922 | 8886 | 9153 | 9427 | 9710 | 10001 | McDowell | 0.484 | 0.491 | 0.499 | 0.506 | 0.514 | 0.222 | 0.233 | 0.244 | 0.257 | 0.27 | 0.209 | 0.21 | 0.211 | 0.212 | 0.213 | 0.256 | 0.258 | 0.261 | 0.264 | 0.267 | 0.36 | 0.351 | 0.342 | 0.335 | 0.327 | 0.127 | 0.128 | 0.129 | 0.13 | 0.132 | 0 | 0 | 0 | 0 | 0 | 0 | 0 | 0 | 0 | 0
Mars Hill | 0.27975 | 0.6 | 0 |  | 3200 | 0.093 | 0.012 | 0.01 | 0.08 | 0.046 | 0.03875 | 29.0625 | 3502 | 3902 | 4302 | 4702 | 5102 | Madison | 0.075 | 0.083 | 0.091 | 0.099 | 0.107 | 0.023 | 0.027 | 0.031 | 0.035 | 0.039 | 0.004 | 0.005 | 0.006 | 0.007 | 0.008 | 0.063 | 0.065 | 0.067 | 0.069 | 0.071 | 0.002 | 0.003 | 0.004 | 0.005 | 0.006 | 0.044 | 0.048 | 0.052 | 0.056 | 0.06 | 0 | 0 | 0 | 0 | 0 | 0 | 0 | 0 | 0 | 0
Marshall | 0.16092 | 0.154 | 0 |  | 879 | 0.059 | 0.008 | 0.002 | 0.008 | 0.004 | 0.079917 | 67.1217 | 805 | 821 | 837 | 854 | 871 | Madison | 0.059 | 0.057 | 0.056 | 0.057 | 0.058 | 0.01 | 0.01 | 0.011 | 0.011 | 0.011 | 0.001 | 0.001 | 0.001 | 0.001 | 0.001 | 0.021 | 0.022 | 0.022 | 0.023 | 0.023 | 0.004 | 0.004 | 0.004 | 0.004 | 0 | 0.09 | 0.093 | 0.095 | 0.097 | 0.098 | 0 | 0 | 0 | 0 | 0 | 0 | 0 | 0 | 0 | 0
Marshville | 0.31508 | 1 | 0 |  | 3429 | 0.133 | 0.03 | 0.02 | 0.026 | 0.012 | 0.094083 | 38.7868 | 3495 | 4040 | 4670 | 5399 | 6241 | Union | 0.135 | 0.156 | 0.18 | 0.207 | 0.239 | 0.031 | 0.035 | 0.04 | 0.045 | 0.049 | 0.02 | 0.024 | 0.027 | 0.03 | 0.033 | 0.027 | 0.031 | 0.035 | 0.039 | 0.043 | 0.012 | 0.014 | 0.016 | 0.018 | 0.02 | 0.095 | 0.109 | 0.125 | 0.143 | 0.162 | 0 | 0 | 0 | 0 | 0 | 0 | 0 | 0 | 0 | 0
Martin County Regional WASA | 0.02075 | 128 | 0.0062685 |  | 0 | 0 | 0 | 0 | 0 | 0 | 0.014482 | ERROR | 15700 | 16800 | 18000 | 19300 | 20700 | Martin | 0 | 0 | 0 | 0 | 0 | 0 | 0 | 0 | 0 | 0 | 0 | 0 | 0 | 0 | 0 | 1.47 | 1.74 | 1.86 | 1.99 | 2.13 | 0 | 0 | 0 | 0 | 0 | 0 | 0 | 0 | 0 | 0 | 0 | 0 | 0 | 0 | 0 | 0 | 0 | 0 | 0 | 0
Martin County WD I | 0.1235 | 0.36 | 7.6712e-05 |  | 2303 | 0.102 | 0.009 | 0 | 0.003 | 0.009 | 0.00042329 | 44.2901 | 2280 | 2189 | 2101 | 2017 | 1937 | Martin | 0.113 | 0.108 | 0.104 | 0.1 | 0.096 | 0.007 | 0.007 | 0.007 | 0.007 | 0.007 | 0 | 0 | 0 | 0 | 0 | 0.003 | 0.003 | 0.003 | 0.003 | 0.003 | 0.01 | 0.009 | 0.009 | 0.008 | 0.008 | 0.001 | 0.001 | 0.001 | 0.001 | 0.001 | 0.343 | 0 | 0 | 0 | 0 | 0 | 0 | 0 | 0 | 0
Martin County WD II | 0.13725 | 0.504 | 0 |  | 2495 | 0.101 | 0.002 | 0 | 0.005 | 0.01 | 0.01925 | 40.481 | 2613 | 2863 | 3113 | 3363 | 3613 | Martin | 0.102 | 0.113 | 0.121 | 0.13 | 0.139 | 0.004 | 0.004 | 0.005 | 0.006 | 0.007 | 0 | 0 | 0 | 0 | 0 | 0.005 | 0.005 | 0.006 | 0.007 | 0.008 | 0.015 | 0.015 | 0.015 | 0.015 | 0.015 | 0.022 | 0.024 | 0.026 | 0.028 | 0.03 | 0.15 | 0 | 0 | 0 | 0 | 0 | 0 | 0 | 0 | 0
Maury Sanitary Land District | 0.050417 | 0.2 | 0 |  | 815 | 0.024 | 0.002 | 0 | 0.017 | 0.003 | 0.0044167 | 29.4479 | 885 | 940 | 984 | 1010 | 1060 | Greene | 0.026 | 0.026 | 0.027 | 0.029 | 0.031 | 0.002 | 0.002 | 0.002 | 0.002 | 0.002 | 0 | 0 | 0 | 0 | 0 | 0.017 | 0.018 | 0.019 | 0.02 | 0.021 | 0.001 | 0.001 | 0.001 | 0.001 | 0.001 | 0.001 | 0.001 | 0.001 | 0.001 | 0.001 | 0 | 0 | 0 | 0 | 0 | 0 | 0 | 0 | 0 | 0
Maxton | 0.31358 | 0.504 | 0 |  | 2600 | 0.2 | 0.02 | 0 | 0.059 | 0 | 0.034583 | 76.9231 | 2600 | 2500 | 0 | 0 | 2700 | Robeson | 0.225 | 0.2 | 0 | 0 | 0 | 0.02 | 0.015 | 0 | 0 | 0 | 0 | 0 | 0 | 0 | 0 | 0.004 | 0.004 | 0 | 0 | 0 | 0 | 0 | 0 | 0 | 0 | -0.249 | -0.219 | 0 | 0 | 0 | 0 | 0 | 0 | 0 | 0 | 0 | 0 | 0 | 0 | 0
Mayodan | 0.70108 | 10 | 0.1303 |  | 2468 | 0.113 | 0.077 | 0.119 | 0.017 | 0.065 | 0.17978 | 45.7861 | 2955 | 3250 | 3575 | 3932 | 4000 | Rockingham | 0.086 | 0.092 | 0.098 | 0.105 | 0.115 | 0.146 | 0.164 | 0.184 | 0.206 | 0.216 | 0.599 | 0.671 | 0.751 | 0.841 | 0.851 | 0.016 | 0.017 | 0.018 | 0.019 | 0.029 | 0.062 | 0.069 | 0.077 | 0.086 | 0.096 | 0.513 | 0.572 | 0.637 | 0.709 | 0.738 | 0 | 0 | 0 | 0 | 0 | 0 | 0 | 0 | 0 | 0
Maysville | 0.054583 | 0.144 | 0 |  | 1100 | 0.033 | 0.005 | 0 | 0.005 | 0.007 | 0.0045833 | 30 | 1242 | 1366 | 1503 | 2200 | 2300 | Jones | 0.042 | 0.044 | 0.049 | 0.055 | 0.06 | 0.005 | 0.005 | 0.005 | 0.007 | 0.009 | 0 | 0 | 0 | 0 | 0 | 0.003 | 0.003 | 0.003 | 0.003 | 0.003 | 0.003 | 0.003 | 0.003 | 0.003 | 0.004 | 0.005 | 0.006 | 0.006 | 0.007 | 0.008 | 0 | 0 | 0 | 0 | 0 | 0 | 0 | 0 | 0 | 0
McAdenville | 0.251 | 1 | 0 |  | 660 | 0.028 | 0.005 | 0.16 | 0.003 | 0.008 | 0.047 | 42.4242 | 745 | 910 | 1110 | 1350 | 1650 | Gaston | 0.047 | 0.057 | 0.07 | 0.085 | 0.104 | 0.008 | 0.01 | 0.02 | 0.02 | 0.03 | 0.12 | 0.2 | 0.2 | 0.2 | 0.2 | 0.009 | 0.009 | 0.011 | 0.012 | 0.013 | 0.017 | 0.017 | 0.017 | 0.017 | 0.017 | 0.101 | 0.147 | 0.159 | 0.167 | 0.182 | 0 | 0 | 0 | 0 | 0 | 0 | 0 | 0 | 0 | 0
McDowell County | 0.024 | 0.2 | 0 |  | 490 | 0.02 | 0.005 | 0.002 | 0.001 | 0.006 | -0.01 | 40.8163 | 505 | 520 | 535 | 550 | 565 | McDowell | 0.018 | 0.017 | 0.016 | 0.015 | 0.015 | 0.005 | 0.008 | 0.008 | 0.008 | 0.008 | 0 | 0 | 0 | 0 | 0 | 0 | 0 | 0 | 0 | 0 | 0.035 | 0.03 | 0.025 | 0.025 | 0.025 | 0.014 | 0.013 | 0.011 | 0.011 | 0.011 | 0 | 0 | 0 | 0 | 0 | 0 | 0 | 0 | 0 | 0
Mebane | 1.3314 | 4 | 0 |  | 13000 | 0.635 | 0.163 | 0.269 | 0.011 | 0.01 | 0.24342 | 48.8462 | 15419 | 19445 | 23471 | 27497 | 31523 | Alamance | 0.735 | 0.904 | 1.064 | 1.216 | 1.361 | 0.204 | 0.255 | 0.318 | 0.398 | 0.497 | 0.336 | 0.42 | 0.525 | 0.657 | 0.821 | 0.012 | 0.012 | 0.013 | 0.013 | 0.014 | 0.012 | 0.014 | 0.017 | 0.021 | 0.025 | 0.276 | 0.249 | 0.224 | 0.201 | 0.181 | 0 | 0 | 0 | 0 | 0 | 0 | 0 | 0 | 0 | 0
Merrimon | 0.0068333 | 0.065 | 0 |  | 71 | 0.002 | 0 | 0 | 0.001 | 0.003 | 0.00083333 | 28.169 | 85 | 90 | 100 | 110 | 120 | Carteret | 0.003 | 0.003 | 0.003 | 0.004 | 0.004 | 0 | 0 | 0 | 0 | 0 | 0 | 0 | 0 | 0 | 0 | 0.001 | 0.001 | 0.001 | 0.001 | 0.001 | 0.001 | 0.001 | 0.001 | 0.001 | 0.001 | 0.002 | 0.002 | 0.002 | 0.002 | 0.002 | 0 | 0 | 0 | 0 | 0 | 0 | 0 | 0 | 0 | 0
Micro | 0.041417 | 0.175 | 0 |  | 487 | 0.022 | 0.005 | 0.004 | 0.002 | 0.001 | 0.0074167 | 45.1745 | 550 | 575 | 600 | 625 | 650 | Johnston | 0.025 | 0.03 | 0.035 | 0.04 | 0.045 | 0.005 | 0.009 | 0.013 | 0.02 | 0.025 | 0.012 | 0.017 | 0.022 | 0.027 | 0.031 | 0.003 | 0.008 | 0.015 | 0.021 | 0.028 | 0.001 | 0.001 | 0.001 | 0.001 | 0.001 | 0.002 | 0.002 | 0.003 | 0.004 | 0.004 | 0 | 0 | 0 | 0 | 0 | 0 | 0 | 0 | 0 | 0
Micro (County Line) | 0.001 | 0.5 | 0 |  | 40 | 0.001 | 0 | 0 | 0 | 0 | 0 | 25 | 25 | 30 | 40 | 50 | 60 | Johnston | 0.013 | 0.015 | 0.018 | 0.02 | 0.03 | 0 | 0 | 0 | 0 | 0 | 0 | 0 | 0 | 0 | 0 | 0 | 0 | 0 | 0 | 0 | 0 | 0 | 0 | 0 | 0 | 0.001 | 0.001 | 0.001 | 0.001 | 0.001 | 0 | 0 | 0 | 0 | 0 | 0 | 0 | 0 | 0 | 0
Middlesex | 0.074167 | 0.565 | 0 |  | 811 | 0.034 | 0.007 | 0.016 | 0.002 | 0.004 | 0.011167 | 41.9236 | 850 | 900 | 950 | 1000 | 1050 | Nash | 0.04 | 0.042 | 0.044 | 0.046 | 0.048 | 0.009 | 0.01 | 0.011 | 0.012 | 0.013 | 0.018 | 0.02 | 0.022 | 0.024 | 0.026 | 0.002 | 0.002 | 0.002 | 0.002 | 0.002 | 0.004 | 0.004 | 0.004 | 0.004 | 0.004 | 0.013 | 0.014 | 0.014 | 0.015 | 0.016 | 0 | 0 | 0 | 0 | 0 | 0 | 0 | 0 | 0 | 0
Milton | 0.01225 | 0.108 | 0 |  | 180 | 0.004 | 0 | 0 | 0 | 0 | 0.00825 | 22.2222 | 180 | 180 | 180 | 180 | 180 | Caswell | 0.004 | 0.004 | 0.004 | 0.004 | 0.004 | 0.004 | 0.004 | 0.004 | 0.004 | 0.004 | 0 | 0 | 0 | 0 | 0 | 0 | 0 | 0 | 0 | 0 | 0 | 0 | 0 | 0 | 0 | 0 | 0 | 0 | 0 | 0 | 0 | 0 | 0 | 0 | 0 | 0 | 0 | 0 | 0 | 0
Mocksville | 0.75108 | 3.6 | 0 |  | 5109 | 0.42 | 0.098 | 0.079 | 0.059 | 0.05 | 0.045083 | 82.2079 | 5336 | 6136 | 7057 | 8115 | 9333 | Davie | 0.408 | 0.478 | 0.559 | 0.654 | 0.752 | 0.104 | 0.12 | 0.137 | 0.157 | 0.181 | 0.094 | 0.108 | 0.125 | 0.143 | 0.165 | 0.041 | 0.042 | 0.043 | 0.044 | 0.045 | 0.148 | 0.151 | 0.154 | 0.157 | 0.16 | 0.175 | 0.201 | 0.231 | 0.266 | 0.306 | 0 | 0 | 0 | 0 | 0 | 0 | 0 | 0 | 0 | 0
Monroe | 6.325 | 11.39 | 0 |  | 30205 | 1.59 | 0.9 | 2.4 | 0.25 | 0.723 | 0.462 | 52.6403 | 33027 | 38330 | 44483 | 51625 | 59912 | Union | 1.74 | 2 | 2.34 | 2.72 | 3.15 | 0.98 | 1.14 | 1.33 | 1.54 | 1.8 | 2.47 | 2.6 | 2.73 | 2.87 | 3 | 0.27 | 0.32 | 0.37 | 0.43 | 0.5 | 0.79 | 0.92 | 1.065 | 1.24 | 1.43 | 0.487 | 0.544 | 0.611 | 0.686 | 0.77 | 0 | 2 | 2 | 0 | 0 | 0 | 0 | 0 | 0 | 0
Montgomery Co | 2.2422 | 6 | 1.189 |  | 14136 | 0.466 | 0.279 | 0 | 0 | 0.036 | 0.27217 | 32.9655 | 14687 | 15642 | 16659 | 17742 | 18895 | Montgomery | 0.484 | 0.516 | 0.549 | 0.585 | 0.623 | 0.312 | 0.343 | 0.377 | 0.415 | 0.457 | 0 | 0 | 0 | 0 | 0 | 0 | 0 | 0 | 0 | 0 | 0.04 | 0.042 | 0.044 | 0.046 | 0.048 | 0.291 | 0.314 | 0.338 | 0.364 | 0.393 | 0 | 0 | 0 | 0 | 0 | 0 | 0 | 0 | 0 | 0
Montreat | 0.092417 | 0.322 | 0 |  | 704 | 0.053 | 0 | 0 | 0.023 | 0.011 | 0.0054167 | 75.2841 | 715 | 740 | 780 | 820 | 865 | Buncombe | 0.054 | 0.055 | 0.056 | 0.057 | 0.058 | 0 | 0 | 0 | 0 | 0 | 0 | 0 | 0 | 0 | 0 | 0.025 | 0.026 | 0.027 | 0.028 | 0.029 | 0.012 | 0.012 | 0.013 | 0.013 | 0.014 | 0.005 | 0.005 | 0.006 | 0.006 | 0.006 | 0 | 0 | 0 | 0 | 0 | 0 | 0 | 0 | 0 | 0
Moore County Public Utilities-Addor | 0.0099167 | 0.045 | 0 |  | 115 | 0.004 | 0 | 0 | 0 | 0.002 | 0.0039167 | 34.7826 | 150 | 160 | 170 | 182 | 194 | Moore | 0.004 | 0.004 | 0.005 | 0.005 | 0.005 | 0 | 0 | 0 | 0 | 0 | 0.018 | 0.019 | 0.02 | 0.022 | 0.023 | 0 | 0 | 0 | 0 | 0 | 0.001 | 0.001 | 0.001 | 0.001 | 0.001 | 0.004 | 0.004 | 0.005 | 0.005 | 0.005 | 0 | 0 | 0 | 0 | 0 | 0 | 0 | 0 | 0 | 0
Moore County Public Utilities-High Falls | 0.0039167 | 0.025 | 0 |  | 220 | 0.001 | 0 | 0 | 0 | 0.002 | 0.00091667 | 4.5455 | 289 | 300 | 310 | 321 | 333 | Moore | 0.001 | 0.001 | 0.001 | 0.001 | 0.001 | 0 | 0 | 0 | 0 | 0 | 0 | 0 | 0 | 0 | 0 | 0.001 | 0.001 | 0.001 | 0.001 | 0.001 | 0.002 | 0.002 | 0.002 | 0.002 | 0.002 | 0.001 | 0.001 | 0.001 | 0.001 | 0.001 | 0 | 0 | 0 | 0 | 0 | 0 | 0 | 0 | 0 | 0
Moore County Public Utilities-Hyland Hills | 0.028583 | 0.05 | 0 |  | 332 | 0.015 | 0 | 0 | 0 | 0 | 0.013583 | 45.1807 | 358 | 383 | 410 | 438 | 469 | Moore | 0.021 | 0.023 | 0.024 | 0.026 | 0.028 | 0 | 0 | 0 | 0 | 0 | 0 | 0 | 0 | 0 | 0 | 0 | 0 | 0 | 0 | 0 | 0 | 0 | 0 | 0 | 0 | 0.003 | 0.003 | 0.004 | 0.004 | 0.004 | 0 | 0 | 0 | 0 | 0 | 0 | 0 | 0 | 0 | 0
Moore County Public Utilities-Pinehurst | 2.2761 | 3.97 | 0.392 |  | 19625 | 1.12 | 0.1 | 0 | 0 | 0 | 0.66408 | 57.0701 | 17095 | 19511 | 22268 | 25415 | 29005 | Moore | 1.495 | 1.706 | 1.947 | 2.223 | 2.537 | 0.322 | 0.367 | 0.419 | 0.478 | 0.546 | 0 | 0 | 0 | 0 | 0 | 0.105 | 0.12 | 0.137 | 0.156 | 0.178 | 0.006 | 0.007 | 0.007 | 0.008 | 0.01 | 0.103 | 0.117 | 0.134 | 0.153 | 0.174 | 1 | 0 | 0 | 0 | 0 | 0 | 0 | 0 | 0 | 0
Moore County Public Utilities-Robbins | 0.0025 | 0.03 | 0 |  | 40 | 0.001 | 0 | 0 | 0 | 0 | 0.0015 | 25 | 62 | 68 | 74 | 81 | 88 | Moore | 0.002 | 0.002 | 0.003 | 0.003 | 0.003 | 0 | 0 | 0 | 0 | 0 | 0 | 0 | 0 | 0 | 0 | 0.001 | 0.001 | 0.001 | 0.001 | 0.002 | 0 | 0 | 0 | 0 | 0 | 0.006 | 0.006 | 0.008 | 0.008 | 0.01 | 0 | 0 | 0 | 0 | 0 | 0 | 0 | 0 | 0 | 0
Moore County Public Utilities-Seven Lakes | 0.43333 | 1.06 | 0 |  | 6300 | 0.263 | 0.03 | 0 | 0 | 0.119 | 0.021333 | 41.746 | 6443 | 6675 | 6916 | 7165 | 7423 | Moore | 0.356 | 0.37 | 0.383 | 0.397 | 0.411 | 0.02 | 0.02 | 0.021 | 0.022 | 0.023 | 0 | 0 | 0 | 0.001 | 0.001 | 0.006 | 0.006 | 0.007 | 0.007 | 0.007 | 0.001 | 0.001 | 0.001 | 0.001 | 0.001 | 0.018 | 0.018 | 0.019 | 0.02 | 0.02 | 0 | 0 | 0 | 0 | 0 | 0 | 0 | 0 | 0 | 0
Moore County Public Utilities-The Carolina | 0.0105 | 0.02 | 0 |  | 62 | 0.005 | 0 | 0 | 0 | 0.004 | 0.0015 | 80.6452 | 64 | 73 | 83 | 94 | 107 | Moore | 0.002 | 0.003 | 0.003 | 0.003 | 0.004 | 0 | 0 | 0 | 0 | 0 | 0 | 0 | 0 | 0 | 0 | 0 | 0 | 0 | 0 | 0 | 0 | 0 | 0 | 0 | 0 | 0.001 | 0.001 | 0.001 | 0.001 | 0.001 | 0 | 0 | 0 | 0 | 0 | 0 | 0 | 0 | 0 | 0
Moore County Public Utilities-Vass | 0.071 | 0.2 | 0 |  | 1052 | 0.057 | 0.009 | 0 | 0 | 0.004 | 0.001 | 54.1825 | 1087 | 1162 | 1242 | 1328 | 1419 | Moore | 0.061 | 0.065 | 0.07 | 0.075 | 0.08 | 0.004 | 0.005 | 0.005 | 0.005 | 0.006 | 0 | 0 | 0 | 0 | 0 | 0.002 | 0.002 | 0.002 | 0.003 | 0.003 | 0.016 | 0.017 | 0.018 | 0.019 | 0.021 | 0.001 | 0.001 | 0.001 | 0.001 | 0.001 | 0 | 0 | 0 | 0 | 0 | 0 | 0 | 0 | 0 | 0
Mooresville | 5.3442 | 18 | 0.014959 |  | 34887 | 1.5 | 2.8 | 0 | 0.2 | 0.05 | 0.77921 | 42.996 | 40980 | 51850 | 62730 | 73600 | 84470 | Iredell | 1.95 | 2.47 | 2.99 | 3.51 | 4.03 | 3.95 | 4.95 | 5.75 | 7.05 | 8.25 | 0 | 0 | 0 | 0 | 0 | 0 | 0 | 0 | 0 | 0 | 0.1 | 0.105 | 0.11 | 0.115 | 0.12 | 0.938 | 1.176 | 1.384 | 1.669 | 1.939 | 0 | 0 | 0 | 0 | 0 | 0 | 0 | 0 | 0 | 0
Moravian Falls Water Works | 0.26608 | 0.5 | 0 |  | 3175 | 0.213 | 0.002 | 0.001 | 0.002 | 0.003 | 0.045083 | 67.0866 | 3206 | 3239 | 3271 | 3304 | 3337 | Wilkes | 0.217 | 0.219 | 0.221 | 0.223 | 0.225 | 0.002 | 0.002 | 0.002 | 0.002 | 0.002 | 0.024 | 0.024 | 0.024 | 0.024 | 0.025 | 0.002 | 0.002 | 0.002 | 0.002 | 0.002 | 0.003 | 0.003 | 0.003 | 0.003 | 0.003 | 0.049 | 0.05 | 0.05 | 0.051 | 0.051 | 0 | 0 | 0 | 0 | 0 | 0 | 0 | 0 | 0 | 0
Morehead City | 1.1525 | 1.452 | 0 |  | 9420 | 0.564 | 0.292 | 0.028 | 0.144 | 0.038 | 0.0865 | 59.8726 | 9261 | 10461 | 11400 | 12652 | 14405 | Carteret | 0.63 | 0.634 | 0.638 | 0.644 | 0.65 | 0.255 | 0.271 | 0.282 | 0.297 | 0.311 | 0.025 | 0.025 | 0.025 | 0.025 | 0.025 | 0.087 | 0.097 | 0.107 | 0.117 | 0.127 | 0.036 | 0.036 | 0.036 | 0.036 | 0.036 | 0.008 | 0.009 | 0.009 | 0.009 | 0.009 | 0.576 | 0 | 0 | 0 | 0 | 0 | 0 | 0 | 0 | 0
Morganton | 8.575 | 18 | 1.12 |  | 25409 | 1.507 | 1.013 | 3.611 | 0.441 | 0.159 | 0.724 | 59.3097 | 30000 | 33000 | 36000 | 39000 | 42000 | Burke | 2 | 2.1 | 2.2 | 2.4 | 2.5 | 2 | 2.1 | 2.2 | 2.4 | 2.5 | 4 | 4.4 | 4.8 | 5.2 | 5.6 | 1 | 1.1 | 1.2 | 1.4 | 1.5 | 0.2 | 0.2 | 0.3 | 0.3 | 0.5 | -0.062 | -0.067 | -0.072 | -0.079 | -0.085 | 0 | 0 | 0 | 0 | 0 | 0 | 0 | 0 | 0 | 0
Morven | 0.039333 | 0.2 | 0 |  | 512 | 0.028 | 0.002 | 0.002 | 0.002 | 0.002 | 0.0033333 | 54.6875 | 512 | 512 | 512 | 512 | 512 | Anson | 0.032 | 0.032 | 0.032 | 0.032 | 0.032 | 0.002 | 0.002 | 0.002 | 0.002 | 0.002 | 0 | 0 | 0 | 0 | 0 | 0.002 | 0.002 | 0.002 | 0.002 | 0.002 | 0.003 | 0.003 | 0.003 | 0.003 | 0.003 | 0.003 | 0.003 | 0.003 | 0.003 | 0.003 | 0 | 0 | 0 | 0 | 0 | 0 | 0 | 0 | 0 | 0
Mount Airy | 2.3053 | 15.3 | 0.202 |  | 13000 | 0.666 | 0.395 | 0.292 | 0.24 | 0.25 | 0.26033 | 51.2308 | 15000 | 17454 | 20309 | 23632 | 27498 | Surry | 0.816 | 1.065 | 1.388 | 1.811 | 2.361 | 0.4 | 0.45 | 0.5 | 0.55 | 0.6 | 0.482 | 0.629 | 0.82 | 1.07 | 1.34 | 0.204 | 0.266 | 0.346 | 0.452 | 0.589 | 0.198 | 0.259 | 0.337 | 0.44 | 0.573 | 0.4 | 0.5 | 0.6 | 0.75 | 0.9 | 0 | 0 | 0 | 0 | 0 | 0 | 0 | 0 | 0 | 0
Mount Gilead | 0.071 | 0.09 | 0 |  | 1181 | 0.053 | 0.004 | 0.002 | 0.003 | 0.004 | 0.005 | 44.8772 | 1240 | 1302 | 1367 | 1435 | 1507 | Montgomery | 0.05 | 0.05 | 0.05 | 0.05 | 0.05 | 0.005 | 0.005 | 0.005 | 0.005 | 0.005 | 0.003 | 0.003 | 0.003 | 0.004 | 0.004 | 0.003 | 0.003 | 0.003 | 0.003 | 0.003 | 0.006 | 0.006 | 0.006 | 0.006 | 0.006 | 0.005 | 0.005 | 0.005 | 0.005 | 0.005 | 0 | 0 | 0 | 0 | 0 | 0 | 0 | 0 | 0 | 0
Mount Holly | 2.5558 | 13.1 | 0.616 |  | 14435 | 1.003 | 0.163 | 0.467 | 0.037 | 0.232 | 0.037833 | 69.4839 | 17755 | 21839 | 26862 | 33040 | 40639 | Gaston | 1.065 | 1.1 | 1.612 | 1.982 | 2.438 | 0.162 | 0.178 | 0.196 | 0.215 | 0.237 | 0.499 | 0.549 | 0.604 | 0.665 | 0.731 | 0.036 | 0.04 | 0.044 | 0.048 | 0.053 | 0.127 | 0.139 | 0.153 | 0.168 | 0.185 | 0.167 | 0.177 | 0.231 | 0.272 | 0.322 | 0 | 0 | 0 | 0 | 0 | 0 | 0 | 0 | 0 | 0
Mount Olive | ERROR | 0 | 0 |  | #N/A | 0 | 0 | 0 | 0 | 0 | #VALUE! | ERROR | 0 | 0 | 0 | 0 | 0 | Wayne | 0 | 0 | 0 | 0 | 0 | 0 | 0 | 0 | 0 | 0 | 0 | 0 | 0 | 0 | 0 | 0 | 0 | 0 | 0 | 0 | 0 | 0 | 0 | 0 | 0 | 0 | 0 | 0 | 0 | 0 | 0 | 0 | 0 | 0 | 0 | 0 | 0 | 0 | 0 | 0
Mt. Pleasant | 0.23467 | 1.5 | 0 |  | 1704 | 0.153 | 0.008 | 0.005 | 0.004 | 0.017 | 0.047667 | 89.7887 | 2343 | 3302 | 4473 | 5432 | 6603 | Cabarrus | 0.22 | 0.31 | 0.42 | 0.51 | 0.62 | 0.01 | 0.012 | 0.015 | 0.02 | 0.03 | 0.003 | 0.003 | 0.003 | 0.003 | 0.003 | 0.002 | 0.002 | 0.002 | 0.002 | 0.002 | 0.025 | 0.025 | 0.025 | 0.025 | 0.025 | 0.067 | 0.09 | 0.119 | 0.144 | 0.175 | 0 | 0 | 0 | 0 | 0 | 0 | 0 | 0 | 0 | 0
Mulberry Fairplains WA | 1.085 | 3 | 0.692 |  | 8350 | 0.236 | 0.053 | 0.002 | 0.008 | 0.001 | 0.093 | 28.2635 | 8500 | 9000 | 9500 | 10000 | 10500 | Wilkes | 0.24 | 0.254 | 0.268 | 0.282 | 0.296 | 0.039 | 0.04 | 0.041 | 0.042 | 0.043 | 0.001 | 0.001 | 0.001 | 0.001 | 0.001 | 0.015 | 0.016 | 0.017 | 0.018 | 0.019 | 0.001 | 0.001 | 0.001 | 0.001 | 0.001 | 0.09 | 0.095 | 0.099 | 0.104 | 0.109 | 0 | 0 | 0 | 0 | 0 | 0 | 0 | 0 | 0 | 0
Murfreesboro | 0.35908 | 2.19 | 0 |  | 3401 | 0.277 | 0.054 | 0 | 0 | 0.003 | 0.025083 | 81.4466 | 3500 | 3350 | 3250 | 3150 | 3050 | Hertford | 0.292 | 0.296 | 0.293 | 0.186 | 0.165 | 0.045 | 0.454 | 0.045 | 0.039 | 0.035 | 0.001 | 0.001 | 0.001 | 0.001 | 0 | 0.005 | 0.005 | 0.005 | 0.005 | 0.005 | 62 | 61.909 | 61.454 | 60.856 | 60.834 | 0.015 | 0 | 0 | 0 | 0 | 0 | 0 | 0 | 0 | 0 | 0 | 0 | 0 | 0 | 0
Murphy | 0.90425 | 13 | 0 |  | 4240 | 0.116 | 0.253 | 0.048 | 0.037 | 0.26 | 0.19025 | 27.3585 | 4685 | 5201 | 5773 | 6408 | 7113 | Cherokee | 0.196 | 0.2 | 0.204 | 0.208 | 0.212 | 0.27 | 0.275 | 0.281 | 0.287 | 0.293 | 0.126 | 0.129 | 0.131 | 0.134 | 0.137 | 0.092 | 0.094 | 0.096 | 0.098 | 0.1 | 0.115 | 0.125 | 0.145 | 0.16 | 0.185 | 0.442 | 0.455 | 0.474 | 0.491 | 0.513 | 0 | 0 | 0 | 0 | 0 | 0 | 0 | 0 | 0 | 0
Nags Head | 1.3003 | 3.5 | 0 |  | 3125 | 0.62 | 0.265 | 0 | 0.015 | 0.199 | 0.20133 | 198.4 | 3869 | 4353 | 4853 | 5271 | 5705 | Dare | 0.89 | 1.001 | 1.113 | 1.212 | 1.312 | 0.288 | 0.401 | 0.445 | 0.486 | 0.526 | 0 | 0 | 0 | 0 | 0 | 0.015 | 0.015 | 0.015 | 0.015 | 0.015 | 0.132 | 0.132 | 0.132 | 0.132 | 0.132 | 0.146 | 0.155 | 0.169 | 0.183 | 0.197 | 0 | 0 | 0 | 0 | 0 | 0 | 0 | 0 | 0 | 0
Nash County Area II | 0.08375 | 0.15 | 0.017 |  | 227 | 0.009 | 0.001 | 0.053 | 0 | 0.001 | 0.00275 | 39.6476 | 300 | 400 | 600 | 700 | 700 | Nash | 0.018 | 0.024 | 0.036 | 0.042 | 0.042 | 0.003 | 0.004 | 0.005 | 0.006 | 0.006 | 0.12 | 0.14 | 0.15 | 0.15 | 0.16 | 0 | 0 | 0 | 0 | 0 | 0.003 | 0.005 | 0.005 | 0.005 | 0.005 | 0.004 | 0.005 | 0.006 | 0.006 | 0.006 | 0.1 | 0 | 0 | 0 | 0 | 0 | 0 | 0 | 0 | 0
Nash County Area III | ERROR | 0 | 0 |  | #N/A | 0 | 0 | 0 | 0 | 0 | #VALUE! | ERROR | 0 | 0 | 0 | 0 | 0 | Nash | 0 | 0 | 0 | 0 | 0 | 0 | 0 | 0 | 0 | 0 | 0 | 0 | 0 | 0 | 0 | 0 | 0 | 0 | 0 | 0 | 0 | 0 | 0 | 0 | 0 | 0 | 0 | 0 | 0 | 0 | 0 | 0 | 0 | 0 | 0 | 0 | 0 | 0 | 0 | 0
Nashville | ERROR | 0 | 0 |  | #N/A | 0 | 0 | 0 | 0 | 0 | #VALUE! | ERROR | 0 | 0 | 0 | 0 | 0 | Nash | 0 | 0 | 0 | 0 | 0 | 0 | 0 | 0 | 0 | 0 | 0 | 0 | 0 | 0 | 0 | 0 | 0 | 0 | 0 | 0 | 0 | 0 | 0 | 0 | 0 | 0 | 0 | 0 | 0 | 0 | 0 | 0 | 0 | 0 | 0 | 0 | 0 | 0 | 0 | 0
Navassa | 0.097833 | 0.2 | 0 |  | 843 | 0.043 | 0.041 | 0 | 0.002 | 0.001 | 0.010833 | 51.0083 | 845 | 962 | 1006 | 1115 | 1245 | Brunswick | 0.049 | 0.054 | 0.061 | 0.07 | 0.079 | 0.04 | 0.041 | 0.041 | 0.043 | 0.045 | 0 | 0 | 0 | 0 | 0 | 0 | 0 | 0 | 0 | 0 | 0.001 | 0.001 | 0.001 | 0.001 | 0.001 | 0.016 | 0.017 | 0.018 | 0.02 | 0.022 | 0 | 0 | 0 | 0 | 0 | 0 | 0 | 0 | 0 | 0
Neuse Regional Water and Sewer Authority | 7.5915 | 15 | 6.927 |  | 93250 | 0 | 0 | 0 | 0 | 0.413 | 0.2515 | 0 | 95198 | 98349 | 102045 | 106339 | 110592 | Lenoir | 0 | 0 | 0 | 0 | 0 | 0 | 0 | 0 | 0 | 0 | 0 | 0 | 0 | 0 | 0 | 0 | 0 | 0 | 0 | 0 | 1 | 1 | 1 | 1 | 1 | 0.63 | 0.63 | 0.63 | 0.63 | 0.63 | 0 | 0 | 0 | 0 | 0 | 0 | 0 | 0 | 0 | 0
New Bern | 3.4622 | 12.167 | 0.003 |  | 35238 | 1.89 | 0.81 | 0.143 | 0 | 0.151 | 0.46517 | 53.6353 | 38630 | 44800 | 52000 | 60400 | 70100 | Craven | 2.067 | 2.398 | 2.783 | 3.23 | 3.749 | 0.886 | 1.028 | 1.193 | 1.384 | 1.607 | 0.156 | 0.181 | 0.211 | 0.244 | 0.284 | 0 | 0 | 0 | 0 | 0 | 0.165 | 0.192 | 0.222 | 0.258 | 0.3 | 0.444 | 0.513 | 0.597 | 0.693 | 0.804 | 0 | 0 | 0 | 0 | 0 | 1.96 | 0 | 0 | 0 | 0
Newland | 0.25767 | 0.396 | 0 |  | 799 | 0.035 | 0.039 | 0 | 0 | 1.2 | -1.0163 | 43.8048 | 850 | 900 | 1000 | 1100 | 1200 | Avery | 0.076 | 0.08 | 0.08 | 0.085 | 0.09 | 0.033 | 0.034 | 0.034 | 0.04 | 0.04 | 0.003 | 0.004 | 0.004 | 0.005 | 0.005 | 0.01 | 0.011 | 0.011 | 0.012 | 0.012 | 0.02 | 0.02 | 0.02 | 0.03 | 0.03 | 0.021 | 0.022 | 0.022 | 0.025 | 0.026 | 0 | 0 | 0 | 0 | 0 | 0 | 0 | 0 | 0 | 0
Newport | 0.17783 | 0.752 | 0 |  | 4150 | 0.306 | 0.059 | 0.002 | 0.032 | 0.019 | -0.24017 | 73.7349 | 5214 | 6368 | 8333 | 10416 | 12111 | Carteret | 0.335 | 0.368 | 0.431 | 0.467 | 0.405 | 0.062 | 0.064 | 0.066 | 0.069 | 0.072 | 0.003 | 0.004 | 0.005 | 0.006 | 0.008 | 0.042 | 0.05 | 0.066 | 0.088 | 0.094 | 0.02 | 0.021 | 0.022 | 0.023 | 0.024 | 0.126 | 0.138 | 0.161 | 0.178 | 0.164 | 0.76 | 0 | 0 | 0 | 0 | 0 | 0 | 0 | 0 | 0
Newton | 3.4029 | 58 | 1.658 |  | 13054 | 0.641 | 0.214 | 0.054 | 0 | 0.267 | 0.56892 | 49.1037 | 15050 | 18060 | 21672 | 26006 | 31208 | Catawba | 1.357 | 1.52 | 1.824 | 2.189 | 2.627 | 0.58 | 0.66 | 0.75 | 0.85 | 0.96 | 0.21 | 0.277 | 0.313 | 0.354 | 0.4 | 0 | 0 | 0 | 0 | 0 | 0.322 | 0.333 | 0.332 | 0.375 | 0.424 | 0.123 | 0.14 | 0.161 | 0.188 | 0.221 | 0 | 0 | 0 | 0 | 0 | 0 | 0 | 0 | 0 | 0
Newton Grove | 0.0765 | 0.291 | 0 |  | 678 | 0.04 | 0.019 | 0.003 | 0 | 0 | 0.0145 | 58.9971 | 731 | 793 | 800 | 805 | 810 | Sampson | 0.065 | 0.067 | 0.069 | 0.073 | 0.075 | 0.032 | 0.035 | 0.04 | 0.045 | 0.05 | 0.003 | 0.003 | 0.004 | 0.004 | 0.004 | 0.003 | 0.003 | 0.003 | 0.003 | 0.004 | 0 | 0 | 0 | 0 | 0 | 0.027 | 0.028 | 0.03 | 0.032 | 0.034 | 0 | 0 | 0 | 0 | 0 | 0 | 0 | 0 | 0 | 0
Norlina | 0.13042 | 0.2 | 0 |  | 1020 | 0.1 | 0.02 | 0.04 | 0.025 | 0.005 | -0.059583 | 98.0392 | 1100 | 1100 | 1100 | 1100 | 1100 | Warren | 0.1 | 0.1 | 0.1 | 0.1 | 0.1 | 0.012 | 0.012 | 0.012 | 0.012 | 0.012 | 0.027 | 0.027 | 0.027 | 0.027 | 0.027 | 0.001 | 0.001 | 0.001 | 0.001 | 0.001 | 0 | 0 | 0 | 0 | 0 | 0.005 | 0.005 | 0.005 | 0.005 | 0.005 | 0 | 0 | 0 | 0 | 0 | 0 | 0 | 0 | 0 | 0
North Lenoir Water Corp. | 1.0722 | 4.132 | 0 |  | 14585 | 0.766 | 0.04 | 0.023 | 0 | 0.125 | 0.11825 | 52.5197 | 14700 | 15000 | 15250 | 15500 | 15750 | Lenoir | 0.81 | 0.825 | 0.84 | 0.85 | 0.865 | 0.09 | 0.091 | 0.092 | 0.093 | 0.094 | 0.062 | 0.064 | 0.066 | 0.067 | 0.068 | 0 | 0 | 0 | 0 | 0 | 0.152 | 0.153 | 0.153 | 0.155 | 0.155 | 0.135 | 0.138 | 0.14 | 0.142 | 0.144 | 0 | 0 | 0 | 0 | 0 | 0 | 0 | 0 | 0 | 0
North River/ Mill Creek Water System | 0.20975 | 0.678 | 0.011967 |  | 2450 | 0.099 | 0.004 | 0.004 | 0.006 | 0.07 | 0.014783 | 40.4082 | 2700 | 3000 | 3500 | 4000 | 4600 | Carteret | 0.155 | 0.165 | 0.19 | 0.215 | 0.25 | 0.005 | 0.006 | 0.007 | 0.008 | 0.009 | 0.005 | 0.006 | 0.007 | 0.008 | 0.009 | 0.007 | 0.008 | 0.009 | 0.01 | 0.012 | 0.08 | 0.08 | 0.07 | 0.06 | 0.05 | 0.062 | 0.065 | 0.07 | 0.074 | 0.081 | 0 | 0 | 0 | 0 | 0 | 0 | 0 | 0 | 0 | 0
North Wilkesboro | 2.7914 | 15 | 1.646 |  | 4250 | 0.155 | 0.331 | 0.075 | 0.073 | 0.03 | 0.48142 | 36.4706 | 4450 | 4762 | 5095 | 5451 | 5832 | Wilkes | 0.223 | 0.238 | 0.255 | 0.273 | 0.292 | 0.325 | 0.348 | 0.372 | 0.398 | 0.426 | 0.102 | 0.104 | 0.106 | 0.108 | 0.11 | 0.08 | 0.086 | 0.092 | 0.098 | 0.105 | 0.03 | 0.03 | 0.03 | 0.03 | 0.03 | 0.166 | 0.176 | 0.187 | 0.199 | 0.211 | 0 | 0 | 0 | 0 | 0 | 0 | 0 | 0 | 0 | 0
Northampton Co - Gaston | 0.1595 | 0.5 | 0 |  | 1275 | 0.056 | 0.096 | 0 | 0 | 0.01 | -0.0025 | 43.9216 | 1300 | 1400 | 1500 | 1600 | 1620 | Northampton | 0.12 | 0.121 | 0.122 | 0.123 | 0.123 | 0.146 | 0.148 | 0.15 | 0.152 | 0.152 | 0 | 0 | 0 | 0 | 0 | 0 | 0 | 0 | 0 | 0 | 0.003 | 0.004 | 0.005 | 0.006 | 0.006 | 0.004 | 0.005 | 0.006 | 0.007 | 0.007 | 0 | 0 | 0 | 0 | 0 | 0 | 0 | 0 | 0 | 0
Northampton Co - Lake Gaston | 0.099583 | 0.5 | 0.025 |  | 3744 | 0.101 | 0.001 | 0 | 0 | 0.029 | -0.056417 | 26.9765 | 3900 | 4000 | 4100 | 4200 | 4400 | Northampton | 0.152 | 0.155 | 0.157 | 0.159 | 0.165 | 0.006 | 0.007 | 0.008 | 0.009 | 0.009 | 0 | 0 | 0 | 0 | 0 | 0 | 0 | 0 | 0 | 0 | 0.003 | 0.004 | 0.005 | 0.006 | 0.008 | 0.001 | 0.001 | 0.002 | 0.002 | 0.002 | 0 | 0 | 0 | 0 | 0 | 0 | 0 | 0 | 0 | 0
Northampton Co - Milwaukee | 0.0025 | 0.864 | 0 |  | 5425 | 0.211 | 0.067 | 0 | 0 | 0.109 | -0.3845 | 38.894 | 6100 | 6200 | 6300 | 6400 | 6600 | Northampton | 0.378 | 0.38 | 0.382 | 0.384 | 0.39 | 0.1 | 0.1 | 0.1 | 0.1 | 0.1 | 0 | 0 | 0 | 0 | 0 | 0 | 0 | 0 | 0 | 0 | 0 | 0 | 0 | 0 | 0 | 0.001 | 0.001 | 0.001 | 0.001 | 0.002 | 0 | 0 | 0 | 0 | 0 | 0 | 0 | 0 | 0 | 0
Northampton Co - North Gaston | 0.0084167 | 0.016 | 0 |  | 180 | 0.008 | 0 | 0 | 0 | 0.001 | -0.00058333 | 44.4444 | 195 | 200 | 200 | 200 | 200 | Northampton | 0.008 | 0.008 | 0.008 | 0.008 | 0.008 | 0 | 0 | 0 | 0 | 0 | 0 | 0 | 0 | 0 | 0 | 0 | 0 | 0 | 0 | 0 | 0.002 | 0.002 | 0.002 | 0.002 | 0.002 | 0.001 | 0.001 | 0.001 | 0.001 | 0.001 | 0 | 0 | 0 | 0 | 0 | 0 | 0 | 0 | 0 | 0
Northampton Co - Progressive | 0.139 | 0.2 | 0 |  | 2004 | 0.079 | 0.006 | 0 | 0 | 0.045 | 0.009 | 39.4212 | 2100 | 2200 | 2300 | 2400 | 2420 | Northampton | 0.125 | 0.13 | 0.13 | 0.13 | 0.13 | 0.004 | 0.005 | 0.01 | 0.012 | 0.012 | 0 | 0 | 0 | 0 | 0 | 0 | 0 | 0 | 0 | 0 | 0.003 | 0 | 0.003 | 0.003 | 0.003 | 0.002 | 0.002 | 0.002 | 0.002 | 0.002 | 0 | 0 | 0 | 0 | 0 | 0 | 0 | 0 | 0 | 0
Northampton Co - West Jackson | 0.00083333 | 0.05 | 0 |  | 33 | 0.001 | 0 | 0 | 0 | 0 | -0.00016667 | 30.303 | 40 | 44 | 45 | 50 | 50 | Northampton | 0.002 | 0.002 | 0.002 | 0.003 | 0.003 | 0 | 0 | 0 | 0 | 0 | 0 | 0 | 0 | 0 | 0 | 0 | 0 | 0 | 0 | 0 | 0.001 | 0.001 | 0.001 | 0.001 | 0.001 | 0 | 0 | 0 | 0 | 0 | 0 | 0 | 0 | 0 | 0 | 0 | 0 | 0 | 0 | 0
Northwest | 0.043417 | 0.25 | 0 |  | 859 | 0.033 | 0.002 | 0 | 0.001 | 0.002 | 0.0054167 | 38.4168 | 955 | 1055 | 1155 | 1255 | 1355 | Brunswick | 0.033 | 0.037 | 0.042 | 0.047 | 0.052 | 0.004 | 0.004 | 0.004 | 0.005 | 0.005 | 0 | 0 | 0 | 0 | 0 | 0.002 | 0.002 | 0.003 | 0.003 | 0.003 | 0.003 | 0.003 | 0.003 | 0.003 | 0.003 | 0.008 | 0.009 | 0.01 | 0.011 | 0.012 | 0 | 0 | 0 | 0 | 0 | 0 | 0 | 0 | 0 | 0
Norwood | 0.463 | 2 | 0.048 |  | 2675 | 0.18 | 0.03 | 0.057 | 0.03 | 0.05 | 0.068 | 67.2897 | 2700 | 2750 | 2800 | 2850 | 2900 | Stanly | 0.186 | 0.188 | 0.19 | 0.192 | 0.194 | 0.035 | 0.037 | 0.039 | 0.041 | 0.043 | 0.06 | 0.065 | 0.07 | 0.075 | 0.08 | 0.031 | 0.032 | 0.033 | 0.034 | 0.035 | 0.05 | 0.05 | 0.05 | 0.05 | 0.05 | 0.071 | 0.073 | 0.075 | 0.077 | 0.079 | 0 | 0 | 0 | 0 | 0 | 0 | 0 | 0 | 0 | 0
Oak Island | 0.8045 | 2 | 0 |  | 8870 | 0.545 | 0.155 | 0 | 0 | 0.075 | 0.0295 | 61.4431 | 15700 | 16700 | 17700 | 18700 | 19700 | Brunswick | 0.725 | 1.1 | 1.25 | 1.4 | 1.55 | 0.19 | 0.225 | 0.25 | 0.3 | 0.4 | 0 | 0 | 0 | 0 | 0 | 0 | 0 | 0 | 0 | 0 | 0.012 | 0.015 | 0.015 | 0.015 | 0.015 | 0.048 | 0.069 | 0.078 | 0.089 | 0.101 | 0 | 0 | 0 | 0 | 0 | 0 | 0 | 0 | 0 | 0
Oakboro | 0.19775 | 1.1 | 0 |  | 2745 | 0.108 | 0.017 | 0.022 | 0.001 | 0.005 | 0.04475 | 39.3443 | 3500 | 4000 | 4500 | 5000 | 5500 | Stanly | 0.137 | 0.157 | 0.177 | 0.196 | 0.216 | 0.049 | 0.056 | 0.063 | 0.07 | 0.077 | 0 | 0 | 0 | 0 | 0 | 0 | 0 | 0 | 0 | 0 | 0 | 0 | 0 | 0 | 0 | 0.05 | 0.057 | 0.064 | 0.071 | 0.078 | 0 | 0 | 0 | 0 | 0 | 0 | 0 | 0 | 0 | 0
Ocean Isle Beach | 0.563 | 0 | 0.01 |  | 550 | 0.448 | 0.058 | 0 | 0 | 0.015 | 0.032 | 814.5455 | 600 | 721 | 0 | 0 | 0 | Brunswick | 0.739 | 0.97 | 0 | 0 | 0 | 0.147 | 0.177 | 0 | 0 | 0 | 0 | 0 | 0 | 0 | 0 | 0 | 0 | 0 | 0 | 0 | 0 | 0 | 0 | 0 | 0 | 0.189 | 0.244 | 0 | 0 | 0 | 0 | 0 | 0 | 0 | 0 | 0 | 0 | 0 | 0 | 0
Ocracoke Sanitary District | 0.24858 | 1.872 | 0 |  | 850 | 0.1 | 0.054 | 0 | 0 | 0.094 | 0.00058333 | 117.6471 | 850 | 830 | 840 | 840 | 820 | Hyde | 0.155 | 0.165 | 0.17 | 0.175 | 0.185 | 0.095 | 0.1 | 0.11 | 0.12 | 0.125 | 0 | 0 | 0 | 0 | 0 | 0.002 | 0.002 | 0.002 | 0.003 | 0.003 | 0.102 | 0.11 | 0.11 | 0.118 | 0.12 | 0.031 | 0.031 | 0.032 | 0.032 | 0.033 | 0 | 0 | 0 | 0 | 0 | 0 | 0 | 0 | 0 | 0
Old Fort, Town of | 0.28475 | 0.7 | 0 |  | 1707 | 0.062 | 0.018 | 0.047 | 0.013 | 0.045 | 0.09975 | 36.321 | 1707 | 1707 | 1707 | 1707 | 1707 | McDowell | 0.064 | 0.068 | 0.072 | 0.076 | 0.08 | 0.019 | 0.02 | 0.021 | 0.022 | 0.023 | 0.044 | 0.048 | 0.052 | 0.056 | 0.06 | 0.033 | 0.034 | 0.035 | 0.036 | 0.037 | 0.029 | 0.03 | 0.031 | 0.032 | 0.033 | 0.104 | 0.11 | 0.116 | 0.122 | 0.128 | 0 | 0 | 0 | 0 | 0 | 0 | 0 | 0 | 0 | 0
Old North Utility Services, Inc. | 3.8667 | 8 | 0 |  | 76000 | 1.16 | 0.3 | 1.51 | 0.15 | 0.5 | 0.24667 | 15.2632 | 78195 | 80150 | 82154 | 84208 | 86313 | Cumberland | 2.506 | 2.569 | 2.633 | 2.699 | 2.766 | 0.102 | 0.104 | 0.107 | 0.11 | 0.113 | 1.616 | 1.656 | 1.697 | 1.739 | 1.782 | 0.051 | 0.052 | 0.053 | 0.054 | 0.055 | 0.026 | 0.027 | 0.028 | 0.029 | 0.03 | -0.072 | -0.074 | -0.075 | -0.077 | -0.079 | 0 | 0 | 0 | 0 | 0 | 0 | 0 | 0 | 0 | 0
ONWASA | 8.4467 | 17.068 | 0.288 |  | 135645 | 6.2 | 0.55 | 0.41 | 0.03 | 0.2 | 0.76867 | 45.7075 | 164682 | 168479 | 172145 | 177532 | 181083 | Onslow | 6.72 | 6.875 | 7.024 | 7.244 | 7.389 | 1.047 | 1.071 | 1.094 | 1.129 | 1.152 | 0.026 | 0.027 | 0.027 | 0.028 | 0.028 | 0.003 | 0.003 | 0.004 | 0.005 | 0.005 | 0.525 | 0.525 | 0.55 | 0.55 | 0.575 | 0.747 | 0.763 | 0.78 | 0.803 | 0.821 | 0 | 0 | 0 | 0 | 0 | 0 | 0 | 0 | 0 | 0
Orange Water and Sewer Authority | 6.9525 | 10.5 | 0 |  | 83000 | 3.58 | 0.98 | 0 | 1.73 | 0.09 | 0.5725 | 43.1325 | 92700 | 107000 | 121200 | 135500 | 149700 | Orange | 4.23 | 4.93 | 5.49 | 6.03 | 6.57 | 1.24 | 1.44 | 1.61 | 1.77 | 1.92 | 0 | 0 | 0 | 0 | 0 | 2.01 | 2.34 | 2.61 | 2.87 | 3.12 | 0.1 | 0.11 | 0.12 | 0.14 | 0.15 | 0.74 | 0.86 | 0.96 | 1.05 | 1.15 | 5 | 0 | 2.1 | 0 | 0 | 0 | 0 | 0 | 0 | 0
Orange-Alamance | 0.679 | 1.515 | 0.064132 |  | 8568 | 0.409 | 0.04 | 0.002 | 0.02 | 0.032 | 0.11187 | 47.7358 | 9168 | 10168 | 11168 | 12168 | 13168 | Orange | 0.437 | 0.45 | 0.462 | 0.475 | 0.488 | 0.045 | 0.045 | 0.045 | 0.045 | 0.045 | 0.007 | 0.007 | 0.007 | 0.007 | 0.007 | 0.021 | 0.022 | 0.022 | 0.023 | 0.023 | 0.027 | 0.029 | 0.031 | 0.033 | 0.035 | 0.167 | 0.172 | 0.177 | 0.182 | 0.186 | 0 | 0 | 0 | 0 | 0 | 0 | 0 | 0 | 0 | 0
Oriental | 0.1445 | 0.36 | 0 |  | 903 | 0.054 | 0.026 | 0 | 0.002 | 0.019 | 0.0435 | 59.8007 | 1099 | 1184 | 1273 | 1369 | 1455 | Pamlico | 0.062 | 0.067 | 0.076 | 0.087 | 0.094 | 0.028 | 0.03 | 0.032 | 0.034 | 0.034 | 0 | 0 | 0 | 0 | 0 | 0.002 | 0.003 | 0.003 | 0.003 | 0.003 | 0.019 | 0.019 | 0.02 | 0.02 | 0.02 | 0.038 | 0.04 | 0.045 | 0.049 | 0.051 | 0 | 0 | 0 | 0 | 0 | 0 | 0 | 0 | 0 | 0
Ossipee SD | 0.021833 | 0.099 | 0 |  | 470 | 0.021 | 0 | 0 | 0 | 0 | 0.00083333 | 44.6809 | 490 | 524 | 561 | 600 | 642 | Alamance | 0.021 | 0.021 | 0.022 | 0.023 | 0.024 | 0 | 0 | 0 | 0 | 0 | 0 | 0 | 0 | 0 | 0 | 0 | 0 | 0 | 0 | 0 | 0 | 0 | 0 | 0 | 0 | 0.001 | 0.001 | 0.001 | 0.001 | 0.001 | 0.1 | 0 | -0.1 | 0 | 0 | 0 | 0 | 0 | 0 | 0
Oxford | 1.2693 | 2 | 0.026 |  | 8575 | 0.7 | 0.6 | 0 | 0 | 0.029 | -0.085667 | 81.6327 | 9002 | 9600 | 10200 | 10900 | 11600 | Granville | 0.68 | 0.73 | 0.77 | 0.83 | 0.88 | 0.7 | 0.8 | 0.9 | 1 | 1.1 | 0 | 0 | 0 | 0 | 0 | 0 | 0 | 0 | 0 | 0 | 0.03 | 0.031 | 0.033 | 0.035 | 0.038 | -0.052 | -0.058 | -0.063 | -0.069 | -0.075 | 2 | 0 | -2 | 0 | 0 | 0 | 0 | 0 | 0 | 0
Pamlico County Water System | 1.1007 | 3.549 | 0 |  | 15546 | 0.55 | 0.059 | 0 | 0.125 | 0.089 | 0.27775 | 35.3789 | 15700 | 17000 | 18000 | 20000 | 23000 | Pamlico | 0.565 | 0.6 | 0.75 | 0.925 | 1.25 | 0.07 | 0.085 | 0.1 | 0.15 | 0.225 | 0.004 | 0.008 | 0.01 | 0.012 | 0.015 | 0.13 | 0.15 | 0.18 | 0.21 | 0.225 | 0.095 | 0.1 | 0.12 | 0.15 | 0.175 | 0.376 | 0.411 | 0.505 | 0.63 | 0.823 | 0 | 0 | 0 | 0 | 0 | 0 | 0 | 0 | 0 | 0
Parkton | 0.0355 | 0.288 | 0 |  | 487 | 0.025 | 0.004 | 0 | 0.004 | 0.001 | 0.0015 | 51.3347 | 496 | 501 | 539 | 610 | 650 | Robeson | 0.026 | 0.027 | 0.027 | 0.028 | 0.029 | 0.004 | 0.004 | 0.004 | 0.004 | 0.004 | 0 | 0 | 0 | 0 | 0 | 0.005 | 0.006 | 0.007 | 0.008 | 0.009 | 0.001 | 0.001 | 0.001 | 0.001 | 0.001 | 0.002 | 0.002 | 0.002 | 0.002 | 0.002 | 0 | 0 | 0 | 0 | 0 | 0 | 0 | 0 | 0 | 0
Parmele | 0.01275 | 0.035 | 0 |  | 274 | 0.01 | 0 | 0 | 0.001 | 0.001 | 0.00075 | 36.4964 | 280 | 285 | 290 | 295 | 300 | Martin | 0.011 | 0.012 | 0.013 | 0.014 | 0.015 | 0 | 0 | 0 | 0 | 0 | 0 | 0 | 0 | 0 | 0 | 0.001 | 0.001 | 0.001 | 0.001 | 0.001 | 0.001 | 0.001 | 0.001 | 0.001 | 0.001 | 0.001 | 0.001 | 0.001 | 0.001 | 0.001 | 0 | 0 | 0 | 0 | 0 | 0 | 0 | 0 | 0 | 0
Pasquotank County | 0.83392 | 2.065 | 0.222 |  | 11921 | 0.524 | 0.027 | 0 | 0.008 | 0.071 | -0.018083 | 43.956 | 12932 | 13118 | 13221 | 13434 | 13534 | Pasquotank | 0.566 | 0.679 | 0.815 | 0.896 | 0.985 | 0.031 | 0.037 | 0.044 | 0.048 | 0.052 | 0 | 0 | 0 | 0 | 0 | 0.008 | 0.01 | 0.012 | 0.014 | 0.016 | 0.226 | 0.234 | 0.257 | 0.282 | 0.31 | 0.15 | 0.18 | 0.216 | 0.24 | 0.27 | 0.144 | 0 | 0 | 0 | 0 | 0 | 0 | 0 | 0 | 0
Pasquotank County - RO | 1.0835 | 2.664 | 0.209 |  | 8185 | 0.341 | 0.046 | 0 | 0.118 | 0.31 | 0.0595 | 41.6616 | 8200 | 8300 | 8400 | 8500 | 8600 | Pasquotank | 0.35 | 0.808 | 1.042 | 1.344 | 1.544 | 0.05 | 0.193 | 0.249 | 0.321 | 0.414 | 0 | 0 | 0 | 0 | 0 | 0.12 | 0.099 | 0.127 | 0.164 | 0.212 | 0.26 | 0.055 | 0.071 | 0.091 | 0.108 | 0.071 | 0.105 | 0.135 | 0.174 | 0.207 | 0 | 0 | 0 | 0 | 0 | 0 | 0 | 0 | 0 | 0
Peachland | 0.036 | 2 | 0 |  | 426 | 0.022 | 0.003 | 0 | 0 | 0.004 | 0.007 | 51.6432 | 437 | 446 | 454 | 463 | 472 | Anson | 0.022 | 0.022 | 0.022 | 0.023 | 0.023 | 0.003 | 0.003 | 0.003 | 0.003 | 0.004 | 0 | 0 | 0 | 0 | 0 | 0 | 0 | 0 | 0 | 0 | 0.004 | 0.004 | 0.004 | 0.004 | 0.005 | 0.007 | 0.007 | 0.008 | 0.008 | 0.009 | 0 | 0 | 0 | 0 | 0 | 0 | 0 | 0 | 0 | 0
Pembroke | 0.52333 | 1.008 | 0 |  | 2973 | 0.216 | 0.064 | 0.015 | 0.153 | 0.006 | 0.069333 | 72.6539 | 3146 | 3460 | 3806 | 4187 | 4606 | Robeson | 0.234 | 0.257 | 0.282 | 0.31 | 0.341 | 0.07 | 0.072 | 0.074 | 0.076 | 0.078 | 0.02 | 0.025 | 0.03 | 0.035 | 0.04 | 0.16 | 0.17 | 0.18 | 0.19 | 0.2 | 0.008 | 0.008 | 0.008 | 0.008 | 0.008 | 0.086 | 0.093 | 0.1 | 0.108 | 0.116 | 0.15 | 0 | 0 | 0 | 0 | 0 | 0 | 0 | 0 | 0
Pender County Utilities | 0.79542 | 7.3 | 0 |  | 14817 | 0.696 | 0.014 | 0.002 | 0.012 | 0 | 0.071417 | 46.9731 | 15570 | 17570 | 19570 | 21570 | 23750 | Pender | 0.92 | 1.2 | 1.56 | 2.03 | 2.64 | 0.16 | 0.2 | 0.26 | 0.34 | 0.44 | 0.025 | 0.05 | 0.075 | 1 | 1.2 | 0.04 | 0.06 | 0.08 | 1 | 1.1 | 0.1 | 0.15 | 0.2 | 0.25 | 0.3 | 0.182 | 0.243 | 0.318 | 0.676 | 0.832 | 6 | 0 | 0 | 0 | 0 | 0 | 0 | 0 | 0 | 0
Perquimans County | 0.80483 | 1.732 | 0.015 |  | 9000 | 0.772 | 0 | 0 | 0 | 0.043 | -0.025167 | 85.7778 | 9300 | 9500 | 10000 | 12000 | 18000 | Perquimans | 0.759 | 0.834 | 0.917 | 1.008 | 1.1 | 0.019 | 0.021 | 0.024 | 0.026 | 0.03 | 0 | 0 | 0 | 0 | 0 | 0 | 0 | 0 | 0 | 0 | 0.081 | 0.09 | 0.09 | 0.1 | 0.1 | -0.158 | -0.174 | -0.19 | -0.209 | -0.335 | 0 | 0 | 0 | 0 | 0 | 0 | 0 | 0 | 0 | 0
Pfeiffer-North Stanly WA | 0.49825 | 0.75 | 0 |  | 3556 | 0.23 | 0.018 | 0.225 | 0.019 | 0.001 | 0.00525 | 64.6794 | 3800 | 4000 | 4210 | 4431 | 4661 | Stanly | 0.234 | 0.246 | 0.258 | 0.271 | 0.285 | 0.02 | 0.021 | 0.022 | 0.023 | 0.024 | 0.203 | 0.204 | 0.205 | 0.206 | 0.207 | 0.067 | 0.071 | 0.074 | 0.079 | 0.082 | 0.001 | 0.001 | 0.002 | 0.002 | 0.002 | 0.006 | 0.006 | 0.006 | 0.006 | 0.006 | 0 | 0 | 0 | 0 | 0 | 0 | 0 | 0 | 0 | 0
Piedmont Triad Regional Water Authority | 11.2733 | 54 | 10.552 |  | 0 | 0 | 0 | 0 | 0 | 0.668 | 0.053333 | ERROR | 0 | 0 | 0 | 0 | 0 | Guilford | 0 | 0 | 0 | 0 | 0 | 0 | 0 | 0 | 0 | 0 | 0 | 0 | 0 | 0 | 0 | 0 | 0 | 0 | 0 | 0 | 0.5 | 0.75 | 0.9 | 1.5 | 1.5 | 0.27 | 0.36 | 0.54 | 0.72 | 0.72 | 0 | 0 | 0 | 0 | 0 | 0 | 0 | 0 | 0 | 0
Pikeville | 0.053 | 0.25 | 0 |  | 714 | 0.032 | 0.011 | 0 | 0.003 | 0.001 | 0.006 | 44.8179 | 793 | 910 | 1025 | 1135 | 1265 | Wayne | 0.036 | 0.04 | 0.045 | 0.052 | 0.055 | 0.01 | 0.012 | 0.014 | 0.015 | 0.016 | 0 | 0 | 0 | 0 | 0 | 0.003 | 0.004 | 0.005 | 0.005 | 0.005 | 0.001 | 0.001 | 0.001 | 0.001 | 0.001 | 0.009 | 0.01 | 0.012 | 0.013 | 0.014 | 0 | 0 | 0 | 0 | 0 | 0 | 0 | 0 | 0 | 0
Pilot Mountain, Town of | 0.44175 | 1.5 | 0 |  | 1473 | 0.087 | 0.054 | 0.002 | 0.01 | 0.065 | 0.22375 | 59.0631 | 1500 | 1550 | 1600 | 1650 | 1700 | Surry | 0.143 | 0.147 | 0.152 | 0.157 | 0.162 | 0.065 | 0.07 | 0.08 | 0.085 | 0.09 | 0.02 | 0.022 | 0.024 | 0.026 | 0.028 | 0.009 | 0.01 | 0.011 | 0.012 | 0.013 | 0.026 | 0.027 | 0.028 | 0.029 | 0.03 | 0.05 | 0.051 | 0.055 | 0.057 | 0.06 | 0 | 0 | 0 | 0 | 0 | 0 | 0 | 0 | 0 | 0
Pine Knoll Shores | 0.324 | 0.982 | 0 |  | 2121 | 0.232 | 0.052 | 0 | 0 | 0.028 | 0.012 | 109.3824 | 2150 | 2175 | 2200 | 2250 | 2300 | Carteret | 0.5 | 0.515 | 0.565 | 0.6 | 0.65 | 0.14 | 0.145 | 0.16 | 0.17 | 0.185 | 0 | 0 | 0 | 0 | 0 | 0 | 0 | 0 | 0 | 0 | 0.06 | 0.065 | 0.07 | 0.075 | 0.08 | 0.016 | 0.016 | 0.018 | 0.019 | 0.02 | 0.3 | 0.3 | 0 | 0 | 0 | 0 | 0 | 0 | 0 | 0
Pine Level | 0.129 | 0.3 | 0 |  | 1751 | 0 | 0.006 | 0.001 | 0.002 | 0.003 | 0.117 | 0 | 2000 | 2050 | 3000 | 3025 | 3050 | Johnston | 0.015 | 0.13 | 0.15 | 0.175 | 0.18 | 0.05 | 0.01 | 0.015 | 0.02 | 0.025 | 0.04 | 0.005 | 0.006 | 0.007 | 0.008 | 0.04 | 0.005 | 0.007 | 0.008 | 0.009 | 0.02 | 0.004 | 0.006 | 0.008 | 0.01 | -0.139 | -0.13 | -0.155 | -0.184 | -0.196 | 0 | 0 | 0 | 0 | 0 | 0 | 0 | 0 | 0 | 0
Pinebluff | 0.12633 | 0.59 | 0 |  | 1383 | 0.071 | 0.008 | 0.005 | 0 | 0 | 0.042333 | 51.3377 | 1450 | 1550 | 1650 | 1750 | 1850 | Moore | 0.075 | 0.08 | 0.085 | 0.09 | 0.095 | 0.009 | 0.01 | 0.011 | 0.012 | 0.013 | 0.006 | 0.008 | 0.009 | 0.01 | 0.011 | 0 | 0 | 0 | 0 | 0 | 0 | 0 | 0 | 0 | 0 | 0.011 | 0.011 | 0.011 | 0.011 | 0.011 | 0 | 0 | 0 | 0 | 0 | 0 | 0 | 0 | 0 | 0
Pinetops | 0.20242 | 0.455 | 0 |  | 2070 | 0.102 | 0.016 | 0.004 | 0.024 | 0.009 | 0.047417 | 49.2754 | 2000 | 2000 | 2000 | 2000 | 2000 | Edgecombe | 0.17 | 0.17 | 0.17 | 0.17 | 0.17 | 0.006 | 0.006 | 0.006 | 0.006 | 0.006 | 0.002 | 0.002 | 0.002 | 0.002 | 0.002 | 0.014 | 0.014 | 0.014 | 0.014 | 0.014 | 0 | 0 | 0 | 0 | 0 | 0.037 | 0.037 | 0.037 | 0.037 | 0.037 | 0 | 0 | 0 | 0 | 0 | 0 | 0 | 0 | 0 | 0
Pink Hill | 0.075 | 0.276 | 0 |  | 955 | 0.03 | 0.016 | 0.005 | 0.004 | 0.03 | -0.01 | 31.4136 | 965 | 980 | 990 | 1000 | 1010 | Lenoir | 0.033 | 0.033 | 0.034 | 0.034 | 0.034 | 0.017 | 0.018 | 0.018 | 0.018 | 0.018 | 0.003 | 0.003 | 0.003 | 0.003 | 0.003 | 0.003 | 0.003 | 0.003 | 0.003 | 0.003 | 0.004 | 0.004 | 0.004 | 0.004 | 0.004 | 0.01 | 0.01 | 0.01 | 0.01 | 0.01 | 0 | 0 | 0 | 0 | 0 | 0 | 0 | 0 | 0 | 0
Pittsboro | ERROR | 0 | 0 |  | #N/A | 0 | 0 | 0 | 0 | 0 | #VALUE! | ERROR | 0 | 0 | 0 | 0 | 0 | Chatham | 0 | 0 | 0 | 0 | 0 | 0 | 0 | 0 | 0 | 0 | 0 | 0 | 0 | 0 | 0 | 0 | 0 | 0 | 0 | 0 | 0 | 0 | 0 | 0 | 0 | 0 | 0 | 0 | 0 | 0 | 0 | 0 | 0 | 0 | 0 | 0 | 0 | 0 | 0 | 0
Plymouth | 0.38217 | 2.158 | 0 |  | 3960 | 0.152 | 0.076 | 0.002 | 0.061 | 0.012 | 0.079167 | 38.3838 | 4001 | 4082 | 4125 | 4190 | 4250 | Washington | 0.155 | 0.161 | 0.167 | 0.172 | 0.177 | 0.093 | 0.093 | 0.093 | 0.093 | 0.093 | 0.002 | 0.002 | 0.002 | 0.002 | 0.002 | 0.047 | 0.047 | 0.047 | 0.047 | 0.047 | 0.012 | 0.015 | 0.018 | 0.02 | 0.022 | 0.052 | 0.054 | 0.055 | 0.056 | 0.057 | 0 | 0 | 0 | 0 | 0 | 0 | 0 | 0 | 0 | 0
Polk County Water System | 3.2498 | 4.1 | 3.21 |  | 350 | 0.011 | 0.016 | 0 | 0.004 | 0.003 | 0.0058333 | 31.4286 | 690 | 1215 | 1725 | 3450 | 4485 | Polk | 0.046 | 0.081 | 0.115 | 0.23 | 0.299 | 0.005 | 0.007 | 0.01 | 0.02 | 0.026 | 0.001 | 0.002 | 0.003 | 0.004 | 0.005 | 0.005 | 0.007 | 0.01 | 0.02 | 0.026 | 0.013 | 0.018 | 0.021 | 0.025 | 0.029 | 0.003 | 0.006 | 0.01 | 0.018 | 0.023 | 0 | 8 | 0 | 6 | 0 | 0 | 0 | 0 | 0 | 0
Polk Ford/Renee Ford | 0.022083 | 0.06 | 0 |  | 414 | 0.015 | 0.001 | 0 | 0 | 0.004 | 0.0020833 | 36.2319 | 500 | 600 | 625 | 650 | 700 | Stanly | 0.02 | 0.024 | 0.025 | 0.026 | 0.027 | 0.001 | 0.002 | 0.002 | 0.002 | 0.003 | 0 | 0 | 0 | 0 | 0 | 0 | 0 | 0 | 0 | 0 | 0.004 | 0.004 | 0.004 | 0.004 | 0.004 | 0.003 | 0.003 | 0.003 | 0.003 | 0.003 | 0 | 0 | 0 | 0 | 0 | 0 | 0 | 0 | 0 | 0
Polkton | 0.04725 | 0.1 | 0 |  | 1200 | 0.034 | 0.004 | 0.005 | 0 | 0.005 | -0.00075 | 28.3333 | 1200 | 1225 | 1270 | 1365 | 1500 | Anson | 0.002 | 0.002 | 0.003 | 0.003 | 0.004 | 0.005 | 0.005 | 0.006 | 0.006 | 0.007 | 0.005 | 0.005 | 0.005 | 0.006 | 0.006 | 0 | 0 | 0.001 | 0.001 | 0.001 | 0.01 | 0.01 | 0.012 | 0.012 | 0.015 | 105.789 | 105.789 | 129.832 | 134.641 | 158.684 | 0.1 | 0 | 0 | 0 | 0 | 0 | 0 | 0 | 0 | 0
Pollocksville | 0.77892 | 0.216 | 0 |  | 750 | 0.023 | 0.006 | 0 | 0.003 | 0.002 | 0.74492 | 30.6667 | 800 | 825 | 850 | 860 | 870 | Jones | 0.027 | 0.028 | 0.028 | 0.029 | 0.029 | 0.007 | 0.007 | 0.007 | 0.007 | 0.007 | 0 | 0 | 0 | 0 | 0 | 0.003 | 0.003 | 0.003 | 0.003 | 0.003 | 0.001 | 0.001 | 0.001 | 0.001 | 0.001 | 0.01 | 0.01 | 0.01 | 0.01 | 0.01 | 0 | 0 | 0 | 0 | 0 | 0 | 0 | 0 | 0 | 0
Powellsville | 0 | 0.043 | 0 |  | 645 | 0.048 | 0.001 | 0 | 0.005 | 0 | -0.054 | 74.4186 | 300 | 315 | 325 | 335 | 350 | Bertie | 0.028 | 0.03 | 0.032 | 0.035 | 0.04 | 0.001 | 0.001 | 0.001 | 0.002 | 0.003 | 0 | 0 | 0 | 0 | 0 | 0.002 | 0.002 | 0.002 | 0.003 | 0.003 | 0 | 0 | 0 | 0 | 0 | 0.018 | 0.02 | 0.021 | 0.024 | 0.027 | 128 | 0 | 0 | 0 | 0 | 0 | 0 | 0 | 0 | 0
Princeton | 0.13808 | 0.127 | 0 |  | 1203 | 0.074 | 0.015 | 0 | 0 | 0.027 | 0.022083 | 61.5129 | 1241 | 1301 | 1361 | 1421 | 1481 | Johnston | 0.093 | 0.116 | 0.145 | 0.181 | 0.226 | 0.019 | 0.024 | 0.03 | 0.038 | 0.048 | 0 | 0 | 0 | 0 | 0 | 0 | 0 | 0 | 0 | 0 | 0.034 | 0.043 | 0.054 | 0.068 | 0.085 | 0.028 | 0.035 | 0.043 | 0.054 | 0.068 | 0 | 0 | 0 | 0 | 0 | 0 | 0 | 0 | 0 | 0
Princeville | 0.10142 | 0 | 0 |  | 2175 | 0.084 | 0 | 0 | 0.001 | 0.002 | 0.014417 | 38.6207 | 2842 | 3410 | 4092 | 4910 | 5892 | Edgecombe | 0.083 | 0.1 | 0.119 | 0.143 | 0.172 | 0.004 | 0.005 | 0.006 | 0.008 | 0.009 | 0 | 0 | 0 | 0 | 0 | 0.001 | 0.001 | 0.001 | 0.001 | 0.001 | 0 | 0 | 0 | 0 | 0 | 0.011 | 0.013 | 0.016 | 0.019 | 0.023 | 0 | 0 | 0 | 0 | 0 | 0 | 0 | 0 | 0 | 0
Raeford | 1.0608 | 3.527 | 0 |  | 4887 | 0.27 | 0.126 | 0.405 | 0.01 | 0 | 0.24983 | 55.2486 | 4800 | 5280 | 5800 | 6300 | 6800 | Hoke | 0.28 | 0.31 | 0.35 | 0.4 | 0.45 | 0.16 | 0.17 | 0.18 | 0.19 | 0.2 | 1.7 | 1.7 | 1.7 | 1.7 | 1.7 | 0.013 | 0.014 | 0.015 | 0.016 | 0.017 | 0 | 0 | 0 | 0 | 0 | 0.335 | 0.341 | 0.349 | 0.359 | 0.368 | 0 | 0 | 0 | 0 | 0 | 0 | 0 | 0 | 0 | 0
Raleigh | 48.9733 | 77.3 | 0.001 |  | 525000 | 27.686 | 9.891 | 2.015 | 3.587 | 1.3 | 4.4933 | 52.7352 | 618975 | 799271 | 973797 | 1134200 | 1316200 | Wake | 36.45 | 44.26 | 51.67 | 58.12 | 65.08 | 14.17 | 17.2 | 20.09 | 22.56 | 25.26 | 1.61 | 1.96 | 2.28 | 2.57 | 2.88 | 4.186 | 5.08 | 5.93 | 6.72 | 7.52 | 2.29 | 3.47 | 4.06 | 4.52 | 5.06 | 6.973 | 8.548 | 9.981 | 11.223 | 12.566 | 14 | 13.7 | 0 | 0 | 0 | 0 | 0 | 0 | 0 | 0
Ramseur | 0.496 | 6.6 | 0.112 |  | 3228 | 0.094 | 0.113 | 0 | 0 | 0.071 | 0.106 | 29.1202 | 3517 | 3780 | 4064 | 4369 | 4696 | Randolph | 0.102 | 0.109 | 0.117 | 0.125 | 0.134 | 0.118 | 0.126 | 0.136 | 0.146 | 0.157 | 0 | 0 | 0 | 0 | 0 | 0 | 0 | 0 | 0 | 0 | 0.074 | 0.08 | 0.086 | 0.091 | 0.098 | 0.055 | 0.06 | 0.065 | 0.07 | 0.072 | 0 | 0 | 0 | 0 | 0 | 0 | 0 | 0 | 0 | 0
Randleman | 0.7645 | 2 | 0 |  | 4163 | 0.318 | 0.201 | 0.161 | 0.028 | 0.002 | 0.0545 | 76.3872 | 4700 | 5100 | 5500 | 5900 | 6300 | Randolph | 0.216 | 0.235 | 0.253 | 0.271 | 0.29 | 0.163 | 0.171 | 0.201 | 0.233 | 0.245 | 0.348 | 0.404 | 0.468 | 0.543 | 0.543 | 0.048 | 0.056 | 0.064 | 0.072 | 0.08 | 0.025 | 0.027 | 0.029 | 0.031 | 0.033 | -0.045 | -0.051 | -0.058 | -0.065 | -0.068 | 0 | 0 | 0 | 0 | 0 | 0 | 0 | 0 | 0 | 0
Ranlo | 0.32692 | 0.5 | 0 |  | 3451 | 0.173 | 0.014 | 0.054 | 0 | 0.01 | 0.075917 | 50.1304 | 3573 | 3749 | 3936 | 4132 | 4338 | Gaston | 0.187 | 0.196 | 0.206 | 0.216 | 0.227 | 0.017 | 0.018 | 0.019 | 0.02 | 0.022 | 0.055 | 0.057 | 0.06 | 0.062 | 0.065 | 0 | 0 | 0 | 0 | 0 | 0.03 | 0.03 | 0.03 | 0.03 | 0.03 | 0.043 | 0.038 | 0.034 | 0.03 | 0.027 | 0 | 0 | 0 | 0 | 0 | 0 | 0 | 0 | 0 | 0
Red Springs | ERROR | 0 | 0 |  | #N/A | 0 | 0 | 0 | 0 | 0 | #VALUE! | ERROR | 0 | 0 | 0 | 0 | 0 | Robeson | 0 | 0 | 0 | 0 | 0 | 0 | 0 | 0 | 0 | 0 | 0 | 0 | 0 | 0 | 0 | 0 | 0 | 0 | 0 | 0 | 0 | 0 | 0 | 0 | 0 | 0 | 0 | 0 | 0 | 0 | 0 | 0 | 0 | 0 | 0 | 0 | 0 | 0 | 0 | 0
Reidsville | 4.7582 | 19 | 0.98 |  | 14463 | 0.57 | 0.08 | 1.11 | 0.02 | 1.4 | 0.59825 | 39.4109 | 16033 | 16650 | 17066 | 17492 | 18399 | Rockingham | 0.641 | 0.666 | 0.683 | 0.7 | 0.736 | 0.035 | 0.038 | 0.04 | 0.042 | 0.048 | 1.274 | 1.323 | 1.365 | 1.4 | 1.408 | 0.622 | 0.645 | 0.66 | 0.675 | 0.71 | 0.123 | 0.128 | 0.132 | 0.135 | 0.139 | 0.85 | 0.883 | 0.912 | 0.935 | 0.991 | 0 | 0 | 0 | 0 | 0 | 0 | 0 | 0 | 0 | 0
Rhodhiss | 0.0445 | 0.18 | 0 |  | 1079 | 0.036 | 0 | 0 | 0 | 0.001 | 0.0075 | 33.3642 | 1092 | 1113 | 1136 | 1159 | 1182 | Caldwell | 0.036 | 0.036 | 0.036 | 0.036 | 0.036 | 0 | 0 | 0 | 0 | 0 | 0 | 0 | 0 | 0 | 0 | 0 | 0 | 0 | 0 | 0 | 0.001 | 0.001 | 0.001 | 0.001 | 0.001 | 0.003 | 0.003 | 0.003 | 0.003 | 0.003 | 0 | 0 | 0 | 0 | 0 | 0 | 0 | 0 | 0 | 0
Rich Square | 0.11908 | 0.3 | 0 |  | 866 | 0.04 | 0.045 | 0 | 0.025 | 0 | 0.0090833 | 46.1894 | 910 | 930 | 950 | 950 | 950 | Northampton | 0.041 | 0.042 | 0.043 | 0.043 | 0.043 | 0.045 | 0.045 | 0.046 | 0.046 | 0.046 | 0 | 0 | 0 | 0 | 0 | 0.025 | 0.025 | 0.025 | 0.025 | 0.025 | 0 | 0 | 0 | 0 | 0 | 0.007 | 0.007 | 0.007 | 0.007 | 0.007 | 0 | 0 | 0 | 0 | 0 | 0 | 0 | 0 | 0 | 0
Richmond County | ERROR | 0 | 0 |  | #N/A | 0 | 0 | 0 | 0 | 0 | #VALUE! | ERROR | 0 | 0 | 0 | 0 | 0 | Richmond | 0 | 0 | 0 | 0 | 0 | 0 | 0 | 0 | 0 | 0 | 0 | 0 | 0 | 0 | 0 | 0 | 0 | 0 | 0 | 0 | 0 | 0 | 0 | 0 | 0 | 0 | 0 | 0 | 0 | 0 | 0 | 0 | 0 | 0 | 0 | 0 | 0 | 0 | 0 | 0
Riegelwood SD | 0.11608 | 1 | 0 |  | 447 | 0.018 | 0.002 | 0.094 | 0 | 0.001 | 0.0010833 | 40.2685 | 451 | 456 | 461 | 465 | 470 | Columbus | 0.019 | 0.021 | 0.022 | 0.024 | 0.026 | 0.002 | 0.002 | 0.003 | 0.003 | 0.003 | 0.116 | 0.128 | 0.141 | 0.155 | 0.171 | 0 | 0 | 0 | 0 | 0 | 0.001 | 0.002 | 0.002 | 0.002 | 0.002 | 0 | 0 | 0 | 0 | 0 | 0 | 0 | 0 | 0 | 0 | 0 | 0 | 0 | 0 | 0
River Bend | 0.24917 | 0.789 | 0 |  | 1430 | 0.135 | 0.017 | 0.013 | 0 | 0.042 | 0.042167 | 94.4056 | 1541 | 1661 | 1790 | 1929 | 2079 | Craven | 0.265 | 0.325 | 0.355 | 0.385 | 0.4 | 0.035 | 0.04 | 0.05 | 0.055 | 0.06 | 0.022 | 0.026 | 0.03 | 0.035 | 0.04 | 0 | 0 | 0 | 0 | 0 | 0.043 | 0.05 | 0.055 | 0.06 | 0.065 | 0.099 | 0.119 | 0.133 | 0.145 | 0.153 | 0 | 0 | 0 | 0 | 0 | 0 | 0 | 0 | 0 | 0
Roanoke Rapids SD | 4.8042 | 12.5 | 2.144 |  | 19449 | 0.999 | 0.437 | 0.315 | 0.051 | 0.185 | 0.67317 | 51.3651 | 22240 | 21951 | 21666 | 21384 | 21104 | Halifax | 1.469 | 1.45 | 1.431 | 1.412 | 1.4 | 0.531 | 0.524 | 0.517 | 0.51 | 0.5 | 1.011 | 0.998 | 0.985 | 0.972 | 0.95 | 0.093 | 0.092 | 0.091 | 0.09 | 0.08 | 0.085 | 0.084 | 0.083 | 0.082 | 0.075 | 1.132 | 1.117 | 1.103 | 1.088 | 1.066 | 0 | 0 | 0 | 0 | 0 | 0 | 0 | 0 | 0 | 0
Robbins Water System | 0.15467 | 0.25 | 0.003 |  | 1108 | 0.123 | 0.011 | 0.001 | 0.013 | 0.006 | -0.0023333 | 111.0108 | 2008 | 2286 | 2400 | 2500 | 2600 | Moore | 0.128 | 0.146 | 0.156 | 0.166 | 0.17 | 0.043 | 0.043 | 0.045 | 0.046 | 0.05 | 0.028 | 0.028 | 0.028 | 0.028 | 0.03 | 0.006 | 0.006 | 0.007 | 0.008 | 0.01 | 0.008 | 0.008 | 0 | 0 | 0.001 | 0 | 0 | 0 | 0 | 0 | 0 | 0 | 0 | 0 | 0 | 0 | 0 | 0 | 0 | 0
Robersonville | 0.30817 | 1.908 | 0.059 |  | 1468 | 0.092 | 0.045 | 0.026 | 0.034 | 0.005 | 0.047167 | 62.6703 | 1500 | 1525 | 1530 | 1535 | 1540 | Martin | 0.094 | 0.096 | 0.098 | 0.1 | 0.102 | 0.047 | 0.049 | 0.051 | 0.053 | 0.055 | 0.026 | 0.027 | 0.028 | 0.029 | 0.03 | 0.035 | 0.036 | 0.037 | 0.038 | 0.039 | 0.005 | 0.005 | 0.005 | 0.005 | 0.005 | 0.048 | 0.05 | 0.051 | 0.052 | 0.054 | 0 | 0 | 0 | 0 | 0 | 0 | 0 | 0 | 0 | 0
Robeson Co | 12.378 | 19.362 | 0.046 |  | 82163 | 4.484 | 0 | 5.668 | 0 | 1.1 | 1.08 | 54.5744 | 85100 | 91600 | 98100 | 104600 | 111100 | Robeson | 5.894 | 6.517 | 7.21 | 7.98 | 8.75 | 0 | 0 | 0 | 0 | 0 | 7.073 | 7.82 | 8.652 | 9.576 | 10.5 | 0 | 0 | 0 | 0 | 0 | 1.114 | 1.21 | 1.313 | 1.426 | 1.5 | 1.558 | 1.72 | 1.9 | 2.1 | 2.295 | 4.122 | 2.52 | 2.52 | 2.52 | 0 | 0 | 0 | 0 | 0 | 0
Rockingham | 3.1701 | 10.333 | 0 |  | 9932 | 0.75 | 0.542 | 1.864 | 0 | 0.09 | -0.075917 | 75.5135 | 9000 | 9500 | 10000 | 10500 | 11000 | Richmond | 0.8 | 0.85 | 0.9 | 0.95 | 1 | 0.6 | 0.65 | 0.7 | 0.75 | 0.8 | 1.9 | 2 | 2.1 | 2.2 | 2.3 | 0 | 0 | 0 | 0 | 0 | 0.075 | 0.075 | 0.075 | 0.075 | 0.075 | 0.135 | 0.143 | 0.151 | 0.159 | 0.166 | 0 | 0 | 0 | 0 | 0 | 0 | 0 | 0 | 0 | 0
Rockingham Co | 0.093083 | 0.75 | 0 |  | 958 | 0.04 | 0.01 | 0 | 0.003 | 0.004 | 0.036083 | 41.7537 | 1300 | 1500 | 1700 | 1900 | 2100 | Rockingham | 0.055 | 0.063 | 0.071 | 0.079 | 0.087 | 0.015 | 0.017 | 0.019 | 0.021 | 0.023 | 0 | 0 | 0 | 0 | 0 | 0.013 | 0.015 | 0.017 | 0.019 | 0.021 | 0.037 | 0.037 | 0.037 | 0.037 | 0.037 | 0.064 | 0.07 | 0.077 | 0.083 | 0.089 | 0 | 0 | 0 | 0 | 0 | 0 | 0 | 0 | 0 | 0
Rocky Mount | 9.3175 | 30.9 | 1.426 |  | 57158 | 2.94 | 1.76 | 1.53 | 0.276 | 0.8 | 0.5855 | 51.4364 | 58300 | 61200 | 64300 | 67500 | 70900 | Nash | 3 | 3.15 | 3.3 | 3.47 | 3.65 | 1.8 | 1.89 | 1.98 | 2.98 | 3.13 | 1.56 | 1.64 | 1.72 | 1.81 | 1.9 | 0.28 | 0.296 | 0.31 | 0.326 | 0.342 | 0.82 | 0.86 | 0.9 | 0.94 | 0.99 | 0.581 | 0.608 | 0.636 | 0.739 | 0.775 | 0 | 0 | 0 | 0 | 0 | 0 | 0 | 0 | 0 | 0
Ronda | 0.043833 | 0.186 | 0 |  | 884 | 0.041 | 0 | 0 | 0 | 0.001 | 0.0018333 | 46.3801 | 889 | 898 | 907 | 916 | 925 | Wilkes | 0.041 | 0.041 | 0.041 | 0.041 | 0.041 | 0 | 0 | 0 | 0 | 0 | 0 | 0 | 0 | 0 | 0 | 0 | 0 | 0 | 0 | 0 | 0 | 0 | 0 | 0 | 0 | 0.001 | 0.001 | 0.001 | 0.001 | 0.001 | 0 | 0 | 0 | 0 | 0 | 0 | 0 | 0 | 0 | 0
Roper | 0.063833 | 0.288 | 0 |  | 620 | 0 | 0.001 | 0 | 0.002 | 0.002 | 0.058833 | 0 | 630 | 630 | 630 | 630 | 630 | Washington | 0.065 | 0.071 | 0.083 | 0.089 | 0.095 | 0.003 | 0.004 | 0.005 | 0.006 | 0.007 | 0 | 0 | 0 | 0 | 0 | 0 | 0 | 0 | 0 | 0 | 0.004 | 0.004 | 0.004 | 0.004 | 0.004 | -0.072 | -0.079 | -0.092 | -0.099 | -0.106 | 0 | 0 | 0 | 0 | 0 | 0 | 0 | 0 | 0 | 0
Rose Hill | 0.25042 | 1.155 | 0 |  | 1500 | 0.087 | 0.007 | 0.115 | 0.018 | 0.004 | 0.019417 | 58 | 1502 | 1547 | 1593 | 1641 | 1692 | Duplin | 0.104 | 0.105 | 0.107 | 0.109 | 0.114 | 0.028 | 0.029 | 0.031 | 0.033 | 0.035 | 0.134 | 0.138 | 0.142 | 0.146 | 0.148 | 0.052 | 0.053 | 0.055 | 0.057 | 0.059 | 0.005 | 0.005 | 0.005 | 0.005 | 0.005 | 0.012 | 0.012 | 0.013 | 0.013 | 0.014 | 0 | 0 | 0 | 0 | 0 | 0 | 0 | 0 | 0 | 0
Roseboro | 0.29875 | 0.351 | 0.034 |  | 1420 | 0.066 | 0.026 | 0.002 | 0.007 | 0.119 | 0.04475 | 46.4789 | 1430 | 1440 | 1450 | 1450 | 1450 | Sampson | 0.065 | 0.065 | 0.065 | 0.065 | 0.066 | 0.026 | 0.026 | 0.026 | 0.026 | 0.026 | 0.002 | 0.002 | 0.002 | 0.002 | 0.002 | 0.007 | 0.007 | 0.007 | 0.007 | 0.007 | 0.001 | 0.001 | 0.001 | 0.001 | 0.001 | 0.021 | 0.021 | 0.021 | 0.021 | 0.021 | 0 | 0 | 0 | 0 | 0 | 0 | 0 | 0 | 0 | 0
Rosman | 0.26458 | 0.151 | 0 |  | 580 | 0.037 | 0.007 | 0 | 0 | 0.006 | 0.21458 | 63.7931 | 625 | 725 | 825 | 925 | 1125 | Transylvania | 0.05 | 0.065 | 0.07 | 0.075 | 0.085 | 0.013 | 0.014 | 0.014 | 0.014 | 0.015 | 0.001 | 0.001 | 0.002 | 0.002 | 0.002 | 0 | 0 | 0 | 0 | 0 | 0.008 | 0.01 | 0.012 | 0.014 | 0.016 | 0.016 | 0.02 | 0.022 | 0.024 | 0.027 | 0 | 0 | 0 | 0 | 0 | 0 | 0 | 0 | 0 | 0
Rowland | 0.10583 | 0.864 | 0 |  | 1150 | 0.088 | 0.008 | 0 | 0.002 | 0.001 | 0.0068333 | 76.5217 | 1280 | 1353 | 1430 | 1511 | 1511 | Robeson | 0.115 | 0.122 | 0.129 | 0.136 | 0.136 | 0.006 | 0.006 | 0.007 | 0.008 | 0.008 | 0.014 | 0.016 | 0.018 | 0.019 | 0.019 | 0 | 0 | 0 | 0 | 0 | 0.017 | 0.017 | 0.019 | 0.019 | 0.019 | -0.023 | -0.025 | -0.027 | -0.028 | -0.028 | 0 | 0 | 0 | 0 | 0 | 0 | 0 | 0 | 0 | 0
Roxboro | 2.6283 | 11 | 0 |  | 11859 | 0.468 | 0.351 | 0.648 | 0.053 | 0.407 | 0.70133 | 39.4637 | 11570 | 11755 | 11943 | 12134 | 12465 | Person | 0.862 | 0.903 | 0.945 | 0.987 | 1.01 | 0.695 | 0.737 | 0.778 | 0.82 | 0.842 | 1.995 | 2.037 | 2.079 | 2.12 | 2.178 | 0.164 | 0.205 | 0.247 | 0.289 | 0.297 | 0.426 | 0.468 | 0.509 | 0.551 | 0.566 | 0.796 | 0.836 | 0.876 | 0.916 | 0.94 | 0 | 5 | 0 | 0 | 0 | 0 | 0 | 0 | 0 | 0
Roxobel | 0.01325 | 0.075 | 0 |  | 235 | 0.017 | 0.003 | 0 | 0.002 | 0.001 | -0.00975 | 72.3404 | 425 | 440 | 462 | 481 | 498 | Bertie | 0.018 | 0.02 | 0.02 | 0.022 | 0.022 | 0.006 | 0.006 | 0.006 | 0.006 | 0.006 | 0 | 0 | 0 | 0 | 0 | 0.001 | 0.001 | 0.001 | 0.001 | 0.001 | 0.002 | 0.002 | 0.002 | 0.002 | 0.002 | 0.005 | 0.005 | 0.005 | 0.005 | 0.005 | 0 | 0 | 0 | 0 | 0 | 0 | 0 | 0 | 0 | 0
Rutherford College | 0.12825 | 0.233 | 0 |  | 1343 | 0.074 | 0.008 | 0 | 0.013 | 0.014 | 0.01925 | 55.1005 | 1345 | 1350 | 1360 | 1370 | 1400 | Burke | 0.074 | 0.074 | 0.074 | 0.074 | 0.074 | 0.017 | 0.017 | 0.017 | 0.017 | 0.017 | 0 | 0 | 0 | 0 | 0 | 0.01 | 0.01 | 0.01 | 0.01 | 0.01 | 0.012 | 0.012 | 0.012 | 0.012 | 0.012 | 0.013 | 0.013 | 0.013 | 0.013 | 0.013 | 0 | 0 | 0 | 0 | 0 | 0 | 0 | 0 | 0 | 0
Salemburg | 0.085917 | 0.222 | 0 |  | 803 | 0.05 | 0.008 | 0 | 0.018 | 0.004 | 0.0059167 | 62.2665 | 819 | 835 | 870 | 886 | 905 | Sampson | 0.055 | 0.062 | 0.069 | 0.075 | 0.084 | 0.012 | 0.014 | 0.016 | 0.018 | 0.02 | 0 | 0 | 0 | 0 | 0 | 0.023 | 0.028 | 0.033 | 0.038 | 0.043 | 0.005 | 0.007 | 0.009 | 0.011 | 0.013 | 0.008 | 0.01 | 0.011 | 0.012 | 0.014 | 0 | 0 | 0 | 0 | 0 | 0 | 0 | 0 | 0 | 0
Salisbury | 9.675 | 108 | 0.879 |  | 43000 | 3.372 | 1.201 | 1.853 | 1.05 | 0.62 | 0.7 | 78.4186 | 49513 | 72745 | 74796 | 76905 | 79073 | Rowan | 3.862 | 5.674 | 5.834 | 5.998 | 6.167 | 1.159 | 1.702 | 1.75 | 1.8 | 1.85 | 1.991 | 2.389 | 2.886 | 3.44 | 4.13 | 1.207 | 1.448 | 1.74 | 2.09 | 2.5 | 0.62 | 0.78 | 0.79 | 0.8 | 0.81 | 0.692 | 0.92 | 1.226 | 1.496 | 1.725 | 0 | 0 | 0 | 0 | 0 | 0 | 0.5 | 0 | 0 | 0
Saluda | 0.073083 | 0.2 | 0 |  | 730 | 0.056 | 0.016 | 0 | 0 | 0.01 | -0.0089167 | 76.7123 | 800 | 800 | 800 | 800 | 800 | Polk | 0.063 | 0.063 | 0.063 | 0.063 | 0.063 | 0.018 | 0.018 | 0.018 | 0.018 | 0.018 | 0 | 0 | 0 | 0 | 0 | 0 | 0 | 0 | 0 | 0 | 0.01 | 0.01 | 0.01 | 0.01 | 0.01 | 0.009 | 0.009 | 0.009 | 0.009 | 0.009 | 0 | 0 | 0 | 0 | 0 | 0 | 0 | 0 | 0 | 0
Sampson County WD I - Clinton | 0.19058 | 0.37 | 0.025 |  | 4652 | 0.126 | 0 | 0.005 | 0.005 | 0.015 | 0.014583 | 27.0851 | 4885 | 5373 | 5910 | 6501 | 7152 | Sampson | 0.132 | 0.146 | 0.16 | 0.176 | 0.194 | 0 | 0 | 0 | 0 | 0 | 0.006 | 0.007 | 0.008 | 0.009 | 0.01 | 0.005 | 0.005 | 0.006 | 0.006 | 0.007 | 0.005 | 0.006 | 0.007 | 0.008 | 0.009 | 0.015 | 0.016 | 0.018 | 0.02 | 0.022 | 0.25 | 0 | 0 | 0 | 0 | 0 | 0 | 0 | 0 | 0
Sampson County WD I - Roseboro | ERROR | 0 | 0 |  | #N/A | 0 | 0 | 0 | 0 | 0 | #VALUE! | ERROR | 0 | 0 | 0 | 0 | 0 | Sampson | 0 | 0 | 0 | 0 | 0 | 0 | 0 | 0 | 0 | 0 | 0 | 0 | 0 | 0 | 0 | 0 | 0 | 0 | 0 | 0 | 0 | 0 | 0 | 0 | 0 | 0 | 0 | 0 | 0 | 0 | 0 | 0 | 0 | 0 | 0 | 0 | 0 | 0 | 0 | 0
Sampson County WD I - Turkey | ERROR | 0 | 0 |  | #N/A | 0 | 0 | 0 | 0 | 0 | #VALUE! | ERROR | 0 | 0 | 0 | 0 | 0 | Sampson | 0 | 0 | 0 | 0 | 0 | 0 | 0 | 0 | 0 | 0 | 0 | 0 | 0 | 0 | 0 | 0 | 0 | 0 | 0 | 0 | 0 | 0 | 0 | 0 | 0 | 0 | 0 | 0 | 0 | 0 | 0 | 0 | 0 | 0 | 0 | 0 | 0 | 0 | 0 | 0
Sampson County WD II - Dunn | 0.81217 | 1.981 | 0.031233 |  | 7798 | 0.506 | 0.001 | 0.045 | 0.04 | 0.094 | 0.094934 | 64.8884 | 8188 | 9007 | 9907 | 10898 | 11988 | Sampson | 0.525 | 0.578 | 0.635 | 0.699 | 0.769 | 0.001 | 0.001 | 0.001 | 0.001 | 0.002 | 0.047 | 0.052 | 0.057 | 0.063 | 0.069 | 0.042 | 0.046 | 0.051 | 0.063 | 0.061 | 0.05 | 0.06 | 0.07 | 0.08 | 0.09 | 0.013 | 0.015 | 0.017 | 0.019 | 0.021 | 0.612 | 0 | 0 | 0 | 0 | 0 | 0 | 0 | 0 | 0
Sandy Creek | ERROR | 0 | 0 |  | #N/A | 0 | 0 | 0 | 0 | 0 | #VALUE! | ERROR | 0 | 0 | 0 | 0 | 0 | Brunswick | 0 | 0 | 0 | 0 | 0 | 0 | 0 | 0 | 0 | 0 | 0 | 0 | 0 | 0 | 0 | 0 | 0 | 0 | 0 | 0 | 0 | 0 | 0 | 0 | 0 | 0 | 0 | 0 | 0 | 0 | 0 | 0 | 0 | 0 | 0 | 0 | 0 | 0 | 0 | 0
Sandyfield | 0.0078333 | 0.02 | 0 |  | 447 | 0.008 | 0 | 0 | 0 | 0.001 | -0.0011667 | 17.8971 | 460 | 465 | 470 | 475 | 480 | Columbus | 0.01 | 0.01 | 0.011 | 0.011 | 0.012 | 0 | 0 | 0 | 0 | 0 | 0 | 0 | 0 | 0 | 0 | 0 | 0 | 0 | 0 | 0 | 0.001 | 0.001 | 0.001 | 0.001 | 0.001 | 0 | 0 | 0 | 0 | 0 | 0 | 0 | 0 | 0 | 0 | 0 | 0 | 0 | 0 | 0
Sanford | 7.2664 | 12.6 | 0.5 |  | 41881 | 1.9 | 1.3 | 0.6 | 0.315 | 1.095 | 1.5564 | 45.3666 | 56600 | 76000 | 92200 | 111800 | 135700 | Lee | 2.88 | 3.99 | 4.84 | 5.87 | 7.12 | 2.74 | 4.05 | 6 | 8.88 | 10.82 | 0 | 0 | 0 | 0 | 0 | 0.28 | 0.41 | 0.58 | 0.82 | 1 | 0.61 | 0.77 | 0.96 | 1.22 | 1.44 | 0.948 | 1.343 | 1.804 | 2.446 | 2.969 | 0 | 8 | 0 | 0 | 0 | 0 | 0 | 0 | 0 | 0
Saratoga | 0.040833 | 0.145 | 0 |  | 300 | 0.028 | 0.002 | 0 | 0 | 0 | 0.010833 | 93.3333 | 300 | 300 | 300 | 300 | 300 | Wilson | 0 | 0 | 0 | 0 | 0 | 0 | 0 | 0 | 0 | 0 | 0 | 0 | 0 | 0 | 0 | 0 | 0 | 0 | 0 | 0 | 0 | 0 | 0 | 0 | 0 | 0.001 | 0 | 0 | 0 | 0 | 0 | 0 | 0 | 0 | 0 | 0 | 0 | 0 | 0 | 0
Sawmills | 0.29608 | 0.025 | 0 |  | 5127 | 0.236 | 0.016 | 0.003 | 0.002 | 0.006 | 0.033083 | 46.0308 | 5974 | 6712 | 6997 | 7200 | 7200 | Caldwell | 0.319 | 0.326 | 0.334 | 0.342 | 0.342 | 0.007 | 0.007 | 0.008 | 0.01 | 0.01 | 0.006 | 0.006 | 0.008 | 0.008 | 0.008 | 0.004 | 0.004 | 0.005 | 0.005 | 0.005 | 0 | 0 | 0 | 0 | 0 | -0.007 | -0.007 | -0.007 | -0.007 | -0.007 | 0 | 0 | 0 | 0 | 0 | 0 | 0 | 0 | 0 | 0
Scotland Co (North) | 0.36808 | 0.7 | 0 |  | 2566 | 0.335 | 0.014 | 0 | 0 | 0.012 | 0.0070833 | 130.5534 | 3086 | 3073 | 3060 | 3048 | 3048 | Scotland | 0.188 | 0.186 | 0.186 | 0.186 | 0.186 | 0 | 0 | 0 | 0 | 0 | 0 | 0 | 0 | 0 | 0 | 0.02 | 0.02 | 0.02 | 0.02 | 0.02 | 0.012 | 0.012 | 0.012 | 0.012 | 0.012 | 0.007 | 0.007 | 0.007 | 0.007 | 0.007 | 0 | 0 | 0 | 0 | 0 | 0 | 0 | 0 | 0 | 0
Scotland Co (South) | 0.18025 | 0.4 | 0.033 |  | 3424 | 0.132 | 0.007 | 0 | 0 | 0.008 | 0.00025 | 38.5514 | 3462 | 3436 | 3412 | 3388 | 3388 | Scotland | 0.22 | 0.22 | 0.21 | 0.22 | 0.21 | 0 | 0 | 0 | 0 | 0 | 0 | 0 | 0 | 0 | 0 | 0 | 0 | 0 | 0 | 0 | 0.025 | 0.025 | 0.025 | 0.025 | 0.025 | -0.045 | -0.045 | -0.043 | -0.045 | -0.043 | 0 | 0 | 0 | 0 | 0 | 0 | 0 | 0 | 0 | 0
Scotland Neck | 0.25942 | 0.875 | 0 |  | 2712 | 0.128 | 0.051 | 0 | 0 | 0.044 | 0.036417 | 47.1976 | 2800 | 2850 | 3000 | 3050 | 3100 | Halifax | 0.134 | 0.136 | 0.138 | 0.14 | 0.142 | 0.052 | 0.053 | 0.054 | 0.055 | 0.056 | 0 | 0 | 0 | 0 | 0 | 0 | 0 | 0 | 0 | 0 | 0.043 | 0.043 | 0.043 | 0.043 | 0.043 | 0.058 | 0.058 | 0.058 | 0.058 | 0.058 | 0 | 0 | 0 | 0 | 0 | 0 | 0 | 0 | 0 | 0
Seaboard | 0.086667 | 0.216 | 0 |  | 642 | 0.045 | 0.002 | 0.04 | 0 | 0 | -0.00033333 | 70.0935 | 665 | 675 | 690 | 720 | 720 | Northampton | 0.045 | 0.046 | 0.049 | 0.05 | 0.05 | 0.002 | 0.003 | 0.003 | 0.003 | 0.003 | 0.035 | 0.036 | 0.036 | 0.036 | 0.036 | 0.003 | 0.003 | 0.003 | 0.003 | 0.003 | 0.004 | 0.004 | 0.004 | 0.004 | 0.004 | 0.007 | 0.007 | 0.007 | 0.007 | 0.007 | 0 | 0 | 0 | 0 | 0 | 0 | 0 | 0 | 0 | 0
Seagrove-Ulah Metro Water District | 0.21225 | 0.5 | 0 |  | 2300 | 0.136 | 0.025 | 0.016 | 0.008 | 0.01 | 0.01725 | 59.1304 | 2350 | 2400 | 2450 | 2500 | 2550 | Randolph | 0.108 | 0.11 | 0.113 | 0.115 | 0.117 | 0.008 | 0.009 | 0.009 | 0.01 | 0.01 | 0.007 | 0.007 | 0.008 | 0.008 | 0.009 | 0.03 | 0.032 | 0.034 | 0.036 | 0.038 | 0.01 | 0.01 | 0.01 | 0.01 | 0.01 | 0.05 | 0.052 | 0.054 | 0.056 | 0.058 | 0 | 0 | 0 | 0 | 0 | 0 | 0 | 0 | 0 | 0
Selma, Town of | 0.60158 | 1.55 | 0 |  | 6119 | 0.26 | 0.278 | 0 | 0 | 0.04 | 0.023583 | 42.4906 | 6640 | 6972 | 7320 | 7686 | 7686 | Johnston | 0.312 | 0.328 | 0.344 | 0.361 | 0.361 | 0.314 | 0.33 | 0.347 | 0.364 | 0.364 | 0 | 0 | 0 | 0 | 0 | 0 | 0 | 0 | 0 | 0 | 0.112 | 0.112 | 0.112 | 0.112 | 0.112 | 0.184 | 0.192 | 0.201 | 0.21 | 0.21 | 0 | 0 | 0 | 0 | 0 | 0 | 0 | 0 | 0 | 0
Seven Devils | 0.045333 | 0.195 | 0 |  | 192 | 0.023 | 0.001 | 0 | 0.001 | 0.008 | 0.012333 | 119.7917 | 202 | 230 | 250 | 272 | 296 | Watauga | 0.023 | 0.023 | 0.023 | 0.023 | 0.023 | 0.001 | 0.001 | 0.001 | 0.001 | 0.001 | 0 | 0 | 0 | 0 | 0 | 0.001 | 0.001 | 0.001 | 0.001 | 0.001 | 0.002 | 0.002 | 0.003 | 0.003 | 0.004 | 0.012 | 0.012 | 0.013 | 0.013 | 0.013 | 0 | 0 | 0 | 0 | 0 | 0 | 0 | 0 | 0 | 0
Severn | 0.0315 | 0.288 | 0 |  | 350 | 0.021 | 0 | 0.011 | 0 | 0 | -0.0005 | 60 | 315 | 325 | 340 | 350 | 350 | Northampton | 0.016 | 0.017 | 0.017 | 0.018 | 0.018 | 0.001 | 0.001 | 0.001 | 0.001 | 0.001 | 0.019 | 0.021 | 0.022 | 0.023 | 0.023 | 0 | 0 | 0 | 0 | 0 | 0 | 0 | 0 | 0 | 0 | 0.003 | 0.003 | 0.003 | 0.003 | 0.003 | 0 | 0 | 0 | 0 | 0 | 0 | 0 | 0 | 0 | 0
Seymour Johnson AFB | ERROR | 0 | 0 |  | #N/A | 0 | 0 | 0 | 0 | 0 | #VALUE! | ERROR | 0 | 0 | 0 | 0 | 0 | Wayne | 0 | 0 | 0 | 0 | 0 | 0 | 0 | 0 | 0 | 0 | 0 | 0 | 0 | 0 | 0 | 0 | 0 | 0 | 0 | 0 | 0 | 0 | 0 | 0 | 0 | 0 | 0 | 0 | 0 | 0 | 0 | 0 | 0 | 0 | 0 | 0 | 0 | 0 | 0 | 0
Shallotte | 0.32633 | 0.75 | 0 |  | 4003 | 0.258 | 0.051 | 0.001 | 0 | 0.001 | 0.015333 | 64.4517 | 4000 | 4078 | 4282 | 4496 | 4721 | Brunswick | 0.312 | 0.327 | 0.344 | 0.361 | 0.379 | 0.078 | 0.082 | 0.086 | 0.09 | 0.095 | 0.002 | 0.002 | 0.002 | 0.002 | 0.002 | 0 | 0 | 0 | 0 | 0 | 0.001 | 0.001 | 0.001 | 0.001 | 0.001 | 0.003 | 0.004 | 0.005 | 0.006 | 0.007 | 0 | 0 | 0 | 0 | 0 | 0 | 0 | 0 | 0 | 0
Shamrock Park Subdivision - City of Claremont | 0.00475 | 0.032 | 0 |  | 178 | 0.004 | 0 | 0 | 0 | 0.001 | -0.00025 | 22.4719 | 186 | 191 | 196 | 201 | 204 | Catawba | 0.008 | 0.008 | 0.009 | 0.009 | 0.009 | 0 | 0 | 0 | 0 | 0 | 0 | 0 | 0 | 0 | 0 | 0 | 0 | 0 | 0 | 0 | 0.001 | 0.001 | 0.001 | 0.001 | 0.001 | 0 | 0 | 0 | 0 | 0 | 0 | 0 | 0 | 0 | 0 | 0 | 0 | 0 | 0 | 0
Sharpsburg | ERROR | 0 | 0 |  | #N/A | 0 | 0 | 0 | 0 | 0 | #VALUE! | ERROR | 0 | 0 | 0 | 0 | 0 | Nash | 0 | 0 | 0 | 0 | 0 | 0 | 0 | 0 | 0 | 0 | 0 | 0 | 0 | 0 | 0 | 0 | 0 | 0 | 0 | 0 | 0 | 0 | 0 | 0 | 0 | 0 | 0 | 0 | 0 | 0 | 0 | 0 | 0 | 0 | 0 | 0 | 0 | 0 | 0 | 0
Shelby | 5.7686 | 27 | 0.368 |  | 20323 | 1.277 | 0.308 | 1.896 | 0.777 | 0.75 | 0.39258 | 62.8352 | 20562 | 20651 | 20740 | 20828 | 20920 | Cleveland | 1.376 | 1.597 | 2.853 | 2.15 | 2.496 | 0.316 | 0.332 | 0.349 | 0.367 | 0.385 | 1.944 | 2.043 | 2.148 | 2.258 | 2.373 | 0 | 0 | 0 | 0 | 0 | 0.75 | 0.75 | 0.75 | 0.75 | 0.75 | 0.343 | 0.37 | 0.477 | 0.432 | 0.47 | 0 | 0 | 0 | 0 | 0 | 0 | 0 | 0 | 0 | 0
Siler City | 1.7142 | 4 | 0.26 |  | 8140 | 0.65 | 0.318 | 0.1 | 0.18 | 0.077 | 0.12917 | 79.8526 | 8547 | 8974 | 9423 | 9894 | 10388 | Chatham | 0.681 | 0.715 | 0.751 | 0.788 | 0.828 | 0.334 | 0.351 | 0.368 | 0.386 | 0.405 | 0.105 | 0.11 | 0.116 | 0.122 | 0.128 | 0.189 | 0.198 | 0.208 | 0.218 | 0.229 | 0.081 | 0.085 | 0.089 | 0.093 | 0.098 | 0.132 | 0.139 | 0.145 | 0.153 | 0.161 | 0 | 0 | 0 | 0 | 0 | 0 | 0 | 0 | 0 | 0
Sims | 0.0215 | 0.046 | 0 |  | 317 | 0.015 | 0.002 | 0 | 0.001 | 0.001 | 0.0025 | 47.3186 | 325 | 335 | 345 | 352 | 360 | Wilson | 0.015 | 0.018 | 0.02 | 0.022 | 0.025 | 0.003 | 0.003 | 0.003 | 0.003 | 0.003 | 0 | 0 | 0 | 0 | 0 | 0.001 | 0.001 | 0.001 | 0.001 | 0.001 | 0.001 | 0.001 | 0.001 | 0.001 | 0.001 | 0.003 | 0.004 | 0.004 | 0.004 | 0.005 | 0 | 0 | 0 | 0 | 0 | 0 | 0 | 0 | 0 | 0
Smithfield | 3.0967 | 6.2 | 1.506 |  | 11560 | 0.495 | 0.493 | 0.072 | 0.042 | 0.115 | 0.37367 | 42.8201 | 11093 | 11205 | 11317 | 11431 | 11534 | Johnston | 0.545 | 0.6 | 0.645 | 0.71 | 0.763 | 0.574 | 0.699 | 0.852 | 1.039 | 1.267 | 0.084 | 0.102 | 0.125 | 0.152 | 1.185 | 0.054 | 0.066 | 0.08 | 0.097 | 0.119 | 0.374 | 0.349 | 0.5 | 0.6 | 0.7 | 0.374 | 0.349 | 0.324 | 0.299 | 0.274 | 0 | 0 | 0 | 0 | 0 | 0 | 0 | 0 | 0 | 0
Smithfield South | ERROR | 0 | 0 |  | #N/A | 0 | 0 | 0 | 0 | 0 | #VALUE! | ERROR | 0 | 0 | 0 | 0 | 0 | Johnston | 0 | 0 | 0 | 0 | 0 | 0 | 0 | 0 | 0 | 0 | 0 | 0 | 0 | 0 | 0 | 0 | 0 | 0 | 0 | 0 | 0 | 0 | 0 | 0 | 0 | 0 | 0 | 0 | 0 | 0 | 0 | 0 | 0 | 0 | 0 | 0 | 0 | 0 | 0 | 0
Snow Hill | 0.203 | 0.886 | 0 |  | 2581 | 0.117 | 0.045 | 0 | 0.009 | 0.003 | 0.029 | 45.3313 | 2639 | 2684 | 2702 | 2742 | 2795 | Greene | 0.128 | 0.137 | 0.144 | 0.155 | 0.163 | 0.047 | 0.052 | 0.057 | 0.065 | 0.071 | 0 | 0 | 0 | 0 | 0 | 0.009 | 0.011 | 0.014 | 0.016 | 0.02 | 0.003 | 0.003 | 0.003 | 0.003 | 0.003 | 0.026 | 0.029 | 0.031 | 0.034 | 0.036 | 0.144 | 0 | 0 | 0 | 0 | 0 | 0 | 0 | 0 | 0
South Camden Water and Sewer District | 0.5 | 0.722 | 0.001 |  | 5133 | 0.29 | 0.014 | 0 | 0.01 | 0.1 | 0.085 | 56.4972 | 5235 | 5339 | 5445 | 5554 | 5665 | Camden | 0.319 | 0.326 | 0.332 | 0.339 | 0.346 | 0.014 | 0.016 | 0.018 | 0.02 | 0.022 | 0 | 0 | 0 | 0 | 0 | 0.01 | 0.015 | 0.02 | 0.169 | 0.2 | 0.102 | 0.11 | 0.12 | 0.13 | 0.14 | 0.072 | 0.071 | 0.07 | 0.069 | 0.068 | 0 | 0 | 0 | 0 | 0 | 0 | 0 | 0 | 0 | 0
South Granville Water and Sewer Authority | 2.8562 | 11 | 0.321 |  | 19216 | 0.353 | 0.092 | 0.07 | 1.134 | 0.55 | 0.33617 | 18.3701 | 20753 | 22828 | 25111 | 27622 | 30385 | Granville | 0.386 | 0.424 | 0.467 | 0.513 | 0.564 | 0.094 | 0.103 | 0.114 | 0.125 | 0.138 | 0.095 | 0.105 | 0.116 | 0.127 | 0.14 | 1.221 | 1.344 | 1.478 | 1.626 | 1.788 | 0.432 | 0.475 | 0.523 | 0.575 | 0.632 | 0.34 | 0.375 | 0.412 | 0.453 | 0.498 | 0 | 0 | 1.11 | 0 | 0 | 0 | 0 | 0 | 0 | 0
South Greene WC | 0.1615 | 0.358 | 0 |  | 2684 | 0.139 | 0.02 | 0 | 0 | 0 | 0.0025 | 51.7884 | 2864 | 3013 | 3168 | 3330 | 3368 | Greene | 0.203 | 0.213 | 0.224 | 0.235 | 0.244 | 0.051 | 0.071 | 0.081 | 0.091 | 0.101 | 0 | 0 | 0 | 0 | 0 | 0 | 0 | 0 | 0 | 0 | 0.011 | 0.013 | 0.014 | 0.015 | 0.016 | 0.005 | 0.005 | 0.006 | 0.006 | 0.007 | 0 | 0 | 0 | 0 | 0 | 0 | 0 | 0 | 0 | 0
South Mills | 0.31825 | 0.519 | 0 |  | 5300 | 0.248 | 0.003 | 0 | 0 | 0.012 | 0.05525 | 46.7925 | 6155 | 6871 | 8000 | 8000 | 8000 | Camden | 0.418 | 0.468 | 0.493 | 0.5 | 0.5 | 0 | 0 | 0 | 0 | 0 | 0 | 0 | 0 | 0 | 0 | 0 | 0 | 0 | 0 | 0 | 0 | 0 | 0 | 0 | 0 | 0.195 | 0.219 | 0.23 | 0.234 | 0.234 | 0 | 0 | 0 | 0 | 0 | 0 | 0 | 0 | 0 | 0
Southeastern Catawba Co WD | 0.12392 | 0.5 | 0 |  | 1719 | 0.122 | 0.046 | 0 | 0 | 0.035 | -0.079083 | 70.9715 | 1759 | 1839 | 1929 | 2019 | 2119 | Catawba | 0.125 | 0.131 | 0.137 | 0.143 | 0.15 | 0.047 | 0.049 | 0.051 | 0.054 | 0.057 | 0 | 0 | 0 | 0 | 0 | 0 | 0 | 0 | 0 | 0 | 0.036 | 0.038 | 0.04 | 0.043 | 0.045 | 0.012 | 0.012 | 0.013 | 0.014 | 0.014 | 0 | 0 | 0 | 0 | 0 | 0 | 0 | 0 | 0 | 0
Southern Outer Banks Water | 1.3969 | 2.401 | 0.157 |  | 600 | 0.728 | 0.09 | 0 | 0 | 0.399 | 0.022917 | 1213.3333 | 682 | 714 | 746 | 778 | 810 | Currituck | 0.75 | 0.755 | 0.76 | 0.765 | 0.77 | 0.119 | 0.129 | 0.139 | 0.149 | 0.159 | 0 | 0 | 0 | 0 | 0 | 0 | 0 | 0 | 0 | 0 | 0.455 | 0.462 | 0.467 | 0.474 | 0.479 | 0.518 | 0.527 | 0.534 | 0.543 | 0.551 | 1 | 0 | 0 | 0 | 0 | 0 | 0 | 0 | 0 | 0
Southern Pines | 3.6117 | 14.49 | 0.733 |  | 13000 | 1.4 | 0.59 | 0.004 | 0.06 | 0.008 | 0.81667 | 107.6923 | 17689 | 20140 | 22569 | 24990 | 25750 | Moore | 1.51 | 1.69 | 1.875 | 2.1 | 2.31 | 1.05 | 1.24 | 1.57 | 1.9 | 2.09 | 0.01 | 0.02 | 0.02 | 0.03 | 0.033 | 0.07 | 0.09 | 0.1 | 0.11 | 0.121 | 0.24 | 0.28 | 0.29 | 0.3 | 0.033 | 0.006 | 0.007 | 0.009 | 0.01 | 0.01 | 0 | 0 | 0 | 0 | 0 | 0 | 0 | 0 | 0 | 0
Southern Wayne SD | 0.55733 | 1.147 | 0 |  | 6926 | 0.408 | 0.032 | 0 | 0.007 | 0.037 | 0.073333 | 58.9085 | 7255 | 7590 | 7925 | 8260 | 8595 | Wayne | 0.587 | 0.588 | 0.599 | 0.59 | 0.601 | 0.07 | 0.08 | 0.085 | 0.091 | 0.096 | 0 | 0 | 0 | 0 | 0 | 0.009 | 0.011 | 0.012 | 0.012 | 0.014 | 0.04 | 0.04 | 0.048 | 0.054 | 0.06 | 0.033 | 0.034 | 0.035 | 0.035 | 0.036 | 0 | 0 | 0 | 0 | 0 | 0 | 0 | 0 | 0 | 0
Southport | 0.47267 | 1.418 | 0 |  | 5405 | 0.411 | 0 | 0 | 0 | 0 | 0.061667 | 76.0407 | 5500 | 5700 | 6000 | 6600 | 6800 | Brunswick | 0.549 | 0.6 | 0.8 | 0.9 | 0.99 | 0 | 0 | 0 | 0 | 0 | 0 | 0 | 0 | 0 | 0 | 0 | 0 | 0 | 0 | 0 | 0 | 0 | 0 | 0 | 0 | 0.083 | 0.091 | 0.121 | 0.136 | 0.149 | 0 | 0 | 0 | 0 | 0 | 0 | 0 | 0 | 0 | 0
Sparta | 0.41133 | 0.873 | 0 |  | 1800 | 0.111 | 0.035 | 0.069 | 0.022 | 0.002 | 0.17233 | 61.6667 | 1890 | 1928 | 1960 | 2000 | 2060 | Alleghany | 0.15 | 0.17 | 0.19 | 0.21 | 0.23 | 0.019 | 0.021 | 0.023 | 0.025 | 0.027 | 0.073 | 0.074 | 0.075 | 0.076 | 0.077 | 0.029 | 0.031 | 0.034 | 0.036 | 0.038 | 0.001 | 0.001 | 0.002 | 0.002 | 0.002 | 0.16 | 0.175 | 0.191 | 0.205 | 0.22 | 0 | 0 | 0 | 0 | 0 | 0 | 0 | 0 | 0 | 0
Spring Hope | 0.12208 | 0.256 | 0 |  | 1327 | 0.065 | 0.007 | 0.008 | 0.02 | 0.006 | 0.016083 | 48.9827 | 1351 | 1378 | 1406 | 1434 | 1462 | Nash | 0.07 | 0.075 | 0.08 | 0.085 | 0.09 | 0.013 | 0.015 | 0.017 | 0.02 | 0.02 | 0.009 | 0.01 | 0.01 | 0.011 | 0.011 | 0.021 | 0.022 | 0.023 | 0.024 | 0.025 | 0.007 | 0.007 | 0.007 | 0.007 | 0.007 | 0.017 | 0.018 | 0.019 | 0.021 | 0.022 | 0 | 0 | 0 | 0 | 0 | 0 | 0 | 0 | 0 | 0
Spring Lake | 0.8675 | 2.057 | 0.003 |  | 8907 | 0.54 | 0.21 | 0 | 0.005 | 0.01 | 0.0995 | 60.6265 | 9660 | 10670 | 11780 | 13010 | 14370 | Cumberland | 0.62 | 0.63 | 0.7 | 0.75 | 0.815 | 0.332 | 0.367 | 0.406 | 0.45 | 0.5 | 0 | 0 | 0 | 0 | 0 | 0.01 | 0.025 | 0.05 | 0.1 | 0.125 | 0.01 | 0.011 | 0.015 | 0.02 | 0.02 | 0.107 | 0.114 | 0.13 | 0.146 | 0.161 | 0 | 0 | 0 | 0 | 0 | 0 | 0 | 0 | 0 | 0
Spruce Pine | 0.89825 | 3.927 | 0 |  | 3000 | 0.311 | 0.26 | 0.327 | 0.01 | 0.02 | -0.02975 | 103.6667 | 10500 | 12000 | 0 | 0 | 0 | Mitchell | 0.515 | 0.588 | 0 | 0 | 0 | 0.408 | 0.466 | 0 | 0 | 0 | 0.54 | 0.617 | 0 | 0 | 0 | 0.102 | 0.116 | 0 | 0 | 0 | 0.037 | 0.042 | 0 | 0 | 0 | 4.925 | 5.622 | 0 | 0 | 0 | 0 | 0 | 0 | 0 | 0 | 0 | 0 | 0 | 0 | 0
St Pauls | 0.24942 | 1.354 | 0 |  | 2276 | 0.124 | 0.054 | 0.003 | 0.017 | 0.01 | 0.041417 | 54.4815 | 2300 | 2400 | 2500 | 2600 | 3000 | Robeson | 0.129 | 0.133 | 0.137 | 0.141 | 0.145 | 0.057 | 0.059 | 0.061 | 0.063 | 0.065 | 0.003 | 0.003 | 0.004 | 0.004 | 0.005 | 0.02 | 0.022 | 0.024 | 0.026 | 0.028 | 0.013 | 0.014 | 0.015 | 0.016 | 0.017 | 0.031 | 0.032 | 0.033 | 0.034 | 0.036 | 0 | 0 | 0 | 0 | 0 | 0 | 0 | 0 | 0 | 0
Stanley | 0.54208 | 1.2 | 0 |  | 3700 | 0.226 | 0.017 | 0.172 | 0 | 0.007 | 0.12008 | 61.0811 | 3966 | 4442 | 4975 | 5571 | 6239 | Gaston | 0.242 | 0.271 | 0.303 | 0.335 | 0.375 | 0.022 | 0.022 | 0.022 | 0.022 | 0.022 | 0.2 | 0.2 | 0.2 | 0.2 | 0.2 | 0 | 0 | 0 | 0 | 0 | 0.007 | 0.007 | 0.007 | 0.007 | 0.007 | 0.133 | 0.141 | 0.15 | 0.159 | 0.17 | 0 | 0 | 0 | 0 | 0 | 0 | 0 | 0 | 0 | 0
Stanly Co | ERROR | 0 | 0 |  | #N/A | 0 | 0 | 0 | 0 | 0 | #VALUE! | ERROR | 0 | 0 | 0 | 0 | 0 | Stanly | 0 | 0 | 0 | 0 | 0 | 0 | 0 | 0 | 0 | 0 | 0 | 0 | 0 | 0 | 0 | 0 | 0 | 0 | 0 | 0 | 0 | 0 | 0 | 0 | 0 | 0 | 0 | 0 | 0 | 0 | 0 | 0 | 0 | 0 | 0 | 0 | 0 | 0 | 0 | 0
Stantonsburg | 0.33558 | 0.585 | 0.23 |  | 825 | 0.056 | 0.009 | 0.007 | 0 | 0.024 | 0.0095833 | 67.8788 | 845 | 860 | 880 | 900 | 920 | Wilson | 0.057 | 0.058 | 0.06 | 0.062 | 0.064 | 0.009 | 0.009 | 0.01 | 0.01 | 0.011 | 0.007 | 0.007 | 0.008 | 0.008 | 0.009 | 0 | 0 | 0 | 0 | 0 | 0.008 | 0.008 | 0.008 | 0.008 | 0.008 | 0.026 | 0.027 | 0.027 | 0.028 | 0.028 | 0 | 0 | 0 | 0 | 0 | 0 | 0 | 0 | 0 | 0
Star | 0.066083 | 0 | 0 |  | 875 | 0.028 | 0.01 | 0.005 | 0.013 | 0.01 | 8.3333e-05 | 32 | 830 | 845 | 860 | 900 | 901 | Montgomery | 0.046 | 0.047 | 0.048 | 0.049 | 0.049 | 0.011 | 0.012 | 0.013 | 0.014 | 0.015 | 0 | 0 | 0 | 0 | 0 | 0.012 | 0.012 | 0.012 | 0.012 | 0.012 | 0 | 0 | 0 | 0 | 0 | 0.005 | 0.005 | 0.005 | 0.005 | 0.005 | 0 | 0 | 0 | 0 | 0 | 0 | 0 | 0 | 0 | 0
Statesville | 3.1426 | 15 | 0.151 |  | 24981 | 1.154 | 0.877 | 0.169 | 0.195 | 0.2 | 0.39658 | 46.1951 | 26974 | 29671 | 32638 | 35902 | 39492 | Iredell | 1.269 | 1.396 | 1.536 | 1.69 | 1.859 | 1.062 | 1.168 | 1.285 | 1.414 | 1.555 | 0.101 | 0.121 | 0.145 | 0.174 | 0.226 | 0.215 | 0.258 | 0.284 | 0.341 | 0.41 | 0.1 | 0.1 | 0.1 | 0.1 | 0.1 | 1.116 | 1.22 | 1.333 | 1.457 | 1.592 | 0 | 0 | 0 | 0 | 0 | 0 | 0 | 0 | 0 | 0
Stedman | 0.098333 | 0.16 | 0.004 |  | 1073 | 0.07 | 0.01 | 0 | 0.004 | 0.005 | 0.0053333 | 65.2377 | 1050 | 1100 | 1150 | 1250 | 1300 | Cumberland | 0.059 | 0.066 | 0.08 | 0.081 | 0.082 | 0.005 | 0.006 | 0.007 | 0.008 | 0.009 | 0 | 0 | 0 | 0 | 0 | 0.01 | 0.01 | 0.01 | 0.011 | 0.012 | 0 | 0 | 0 | 0 | 0 | 0.014 | 0.015 | 0.016 | 0.017 | 0.018 | 0 | 0 | 0 | 0 | 0 | 0 | 0 | 0 | 0 | 0
Stokes County WASA | 0.042833 | 0.2 | 0.031 |  | 363 | 0.01 | 0.001 | 0 | 0 | 0.002 | -0.0011667 | 27.5482 | 400 | 420 | 440 | 460 | 460 | Stokes | 0.01 | 0.01 | 0.014 | 0.014 | 0.014 | 0.004 | 0.004 | 0.005 | 0.005 | 0.005 | 0 | 0 | 0 | 0 | 0 | 0 | 0 | 0 | 0 | 0 | 0 | 0 | 0 | 0 | 0 | 0.003 | 0.003 | 0.003 | 0.004 | 0.004 | 0 | 0 | 0 | 0 | 0 | 0 | 0 | 0 | 0 | 0
Stokes Regional Water Corporation | 0.22875 | 0.504 | 0 |  | 3125 | 0.18 | 0.018 | 0 | 0.009 | 0.009 | 0.01275 | 57.6 | 3690 | 4169 | 4711 | 5324 | 6016 | Pitt | 0.226 | 0.252 | 0.279 | 0.307 | 0.34 | 0.019 | 0.02 | 0.023 | 0.025 | 0.027 | 0 | 0 | 0 | 0 | 0 | 0.008 | 0.009 | 0.01 | 0.011 | 0.012 | 0.002 | 0.002 | 0.002 | 0.002 | 0.002 | 0.022 | 0.025 | 0.028 | 0.03 | 0.033 | 0 | 0 | 0 | 0 | 0 | 0 | 0 | 0 | 0 | 0
Stokesdale | 0.093333 | 0.3 | 0 |  | 865 | 0.039 | 0.01 | 0.018 | 0.012 | 0.007 | 0.0073333 | 45.0867 | 906 | 952 | 1017 | 1075 | 1143 | Guilford | 0.042 | 0.043 | 0.044 | 0.047 | 0.051 | 0.011 | 0.011 | 0.011 | 0.012 | 0.013 | 0.019 | 0.019 | 0.021 | 0.022 | 0.023 | 0.012 | 0.016 | 0.017 | 0.021 | 0.02 | 0.005 | 0.005 | 0.006 | 0.006 | 0.007 | 0.007 | 0.008 | 0.008 | 0.009 | 0.009 | 0 | 0 | 0 | 0 | 0 | 0 | 0 | 0 | 0 | 0
Stoneville | 0.12142 | 0.3 | 0 |  | 1056 | 0.06 | 0.007 | 0.004 | 0.003 | 0.001 | 0.046417 | 56.8182 | 1060 | 1065 | 1070 | 1075 | 1080 | Rockingham | 0.065 | 0.066 | 0.067 | 0.068 | 0.069 | 0.007 | 0.008 | 0.009 | 0.01 | 0.011 | 0.005 | 0.006 | 0.007 | 0.008 | 0.009 | 0.01 | 0.011 | 0.012 | 0.013 | 0.014 | 0.001 | 0.001 | 0.001 | 0.001 | 0.001 | 0.054 | 0.056 | 0.059 | 0.061 | 0.064 | 0 | 0 | 0 | 0 | 0 | 0 | 0 | 0 | 0 | 0
Stovall | 0.02575 | 0.06 | 0 |  | 483 | 0.018 | 0.001 | 0 | 0.004 | 0.001 | 0.00175 | 37.2671 | 622 | 722 | 800 | 1000 | 1000 | Granville | 0.04 | 0.047 | 0.052 | 0.065 | 0.07 | 0.006 | 0.007 | 0.009 | 0.01 | 0.011 | 0 | 0 | 0 | 0 | 0 | 0 | 0 | 0.001 | 0.001 | 0.001 | 0.002 | 0.002 | 0.002 | 0.002 | 0.002 | -0.099 | -0.116 | -0.151 | -0.164 | -0.175 | 0 | 0 | 0 | 0 | 0 | 0 | 0 | 0 | 0 | 0
Stumpy Point WSD | 0.053417 | 0.103 | 0 |  | 107 | 0.011 | 0.001 | 0 | 0 | 0.006 | 0.035417 | 102.8037 | 270 | 297 | 326 | 359 | 392 | Dare | 0.011 | 0.013 | 0.014 | 0.015 | 0.016 | 0 | 0 | 0 | 0.001 | 0.001 | 0 | 0 | 0 | 0 | 0 | 0 | 0 | 0 | 0 | 0 | 0.001 | 0.001 | 0.001 | 0.001 | 0.001 | 0.022 | 0.026 | 0.028 | 0.031 | 0.033 | 0 | 0 | 0 | 0 | 0 | 0 | 0 | 0 | 0 | 0
Sugar Mountain | 0.28233 | 0.946 | 0 |  | 2949 | 0.063 | 0.033 | 0 | 0 | 0.05 | 0.13633 | 21.3632 | 3075 | 3257 | 3439 | 3621 | 3803 | Avery | 0.073 | 0.077 | 0.081 | 0.086 | 0.09 | 0.031 | 0.033 | 0.035 | 0.037 | 0.039 | 0 | 0 | 0 | 0 | 0 | 0 | 0 | 0 | 0 | 0 | 0.05 | 0.05 | 0.05 | 0.05 | 0.05 | 0.209 | 0.217 | 0.225 | 0.234 | 0.243 | 0.077 | 0 | 0 | 0 | 0 | 0 | 0 | 0 | 0 | 0
Surf City | 0.59025 | 1.728 | 0.032 |  | 1525 | 0.37 | 0.065 | 0 | 0.007 | 0.015 | 0.10125 | 242.623 | 3100 | 3300 | 3500 | 3500 | 3500 | Pender | 0.633 | 0.76 | 0.912 | 1.095 | 1.314 | 0.067 | 0.072 | 0.074 | 0.075 | 0.077 | 0 | 0 | 0 | 0 | 0 | 0.002 | 0.002 | 0.002 | 0.003 | 0.004 | 0.025 | 0.029 | 0.031 | 0.032 | 0.035 | -0.162 | -0.192 | -0.226 | -0.268 | -0.318 | 0.216 | 0 | 0 | 0 | 0 | 0 | 0 | 0 | 0 | 0
Swepsonville | 0.13 | 0.5 | 0 |  | 1190 | 0.098 | 0 | 0.012 | 0.005 | 0.005 | 0.01 | 82.3529 | 1365 | 1706 | 2132 | 2665 | 3331 | Alamance | 0.111 | 0.137 | 0.169 | 0.21 | 0.26 | 0 | 0 | 0 | 0 | 0 | 0.013 | 0.013 | 0.013 | 0.014 | 0.014 | 0.005 | 0.005 | 0.005 | 0.006 | 0.006 | 0.005 | 0.005 | 0.005 | 0.006 | 0.006 | 0.01 | 0.012 | 0.014 | 0.018 | 0.021 | 0 | 0 | 0 | 0 | 0 | 0 | 0 | 0 | 0 | 0
Tabor City | 0.53883 | 1.444 | 0.08 |  | 2650 | 0.421 | 0.023 | 0.009 | 0.015 | 0 | -0.0091667 | 158.8679 | 5200 | 6000 | 6800 | 7800 | 9000 | Columbus | 0.5 | 0.525 | 0.55 | 0.65 | 0.75 | 0.03 | 0.05 | 0.07 | 0.09 | 0.11 | 0.02 | 0.04 | 0.05 | 0.06 | 0.07 | 0.09 | 0.095 | 0.11 | 0.13 | 0.15 | 0.002 | 0.003 | 0.004 | 0.005 | 0.008 | 0.125 | 0.148 | 0.172 | 0.201 | 0.233 | 0 | 0 | 0 | 0 | 0 | 0 | 0 | 0 | 0 | 0
Tarboro | 2.7634 | 12 | 0.543 |  | 11415 | 0.92 | 0.421 | 0.239 | 0.302 | 0.083 | 0.25542 | 80.5957 | 10960 | 10505 | 10050 | 9595 | 9140 | Edgecombe | 1.253 | 1.205 | 1.156 | 1.109 | 1.064 | 0.396 | 0.38 | 0.364 | 0.349 | 0.335 | 0.236 | 0.226 | 0.216 | 0.207 | 0.198 | 0.273 | 0.262 | 0.251 | 0.24 | 0.23 | 0.074 | 0.072 | 0.072 | 0.07 | 0.069 | 0.164 | 0.158 | 0.152 | 0.145 | 0.14 | 0 | 0 | 0 | 0 | 0 | 0 | 0 | 0 | 0 | 0
Taylorsville | 0.2745 | 0.5 | 0 |  | 1850 | 0.163 | 0.03 | 0.02 | 0.06 | 0.001 | 0.0005 | 88.1081 | 1860 | 1870 | 1880 | 1890 | 2000 | Alexander | 0.165 | 0.17 | 0.175 | 0.18 | 0.185 | 0.035 | 0.04 | 0.045 | 0.055 | 0.06 | 0.025 | 0.03 | 0.035 | 0.04 | 0.045 | 0.065 | 0.07 | 0.075 | 0.08 | 0.08 | 0.001 | 0.001 | 0.001 | 0.001 | 0.001 | 0.058 | 0.061 | 0.064 | 0.067 | 0.071 | 0 | 0 | 0 | 0 | 0 | 0 | 0 | 0 | 0 | 0
Teachey | 0.48333 | 0.03 | 0.41096 |  | 250 | 0.25 | 0 | 0 | 0 | 0.5 | -0.67763 | 1000 | 500 | 500 | 500 | 500 | 500 | Duplin | 0.023 | 0.023 | 0.023 | 0.023 | 0.23 | 0.003 | 0.003 | 0.003 | 0.003 | 0.003 | 0 | 0 | 0 | 0 | 0 | 0.002 | 0.002 | 0.002 | 0.002 | 0.002 | 0 | 0 | 0 | 0 | 0 | 0.002 | 0.002 | 0.002 | 0.002 | 0.002 | 0 | 0 | 0 | 0 | 0 | 0 | 0 | 0 | 0 | 0
The Cape Master | 0.99608 | 2.908 | 0 |  | 9573 | 0.744 | 0.125 | 0 | 0 | 0.05 | 0.077083 | 77.7186 | 11097 | 12621 | 12621 | 12621 | 12621 | New Hanover | 0.93 | 1.04 | 1.04 | 1.04 | 1.04 | 0.125 | 0.125 | 0.125 | 0.125 | 0.125 | 0 | 0 | 0 | 0 | 0 | 0 | 0 | 0 | 0 | 0 | 0.05 | 0.05 | 0.05 | 0.05 | 0.05 | 0.06 | 0.066 | 0.066 | 0.066 | 0.066 | 0.576 | 0 | 0 | 0 | 0 | 0 | 0 | 0 | 0 | 0
The Harbour / The Point | 0.5575 | 1.772 | 0 |  | 3965 | 0.527 | 0.02 | 0 | 0 | 0.006 | 0.0045 | 132.913 | 4105 | 4499 | 4499 | 4499 | 4499 | Iredell | 0.538 | 0.589 | 0.589 | 0.589 | 0.589 | 0.027 | 0.027 | 0.027 | 0.027 | 0.027 | 0 | 0 | 0 | 0 | 0 | 0 | 0 | 0 | 0 | 0 | 0.008 | 0.008 | 0.008 | 0.008 | 0.008 | 0.006 | 0.007 | 0.007 | 0.007 | 0.007 | 0 | 0 | 0 | 0 | 0 | 0 | 0 | 0 | 0 | 0
Thomasville | 2.4581 | 6.95 | 0 |  | 26897 | 1.091 | 0.297 | 0.187 | 0.044 | 0.596 | 0.24308 | 40.5621 | 28500 | 30000 | 31500 | 33000 | 34500 | Davidson | 1.18 | 1.24 | 1.31 | 1.37 | 1.43 | 0.2 | 0.21 | 0.22 | 0.23 | 0.24 | 0.2 | 0.21 | 0.22 | 0.23 | 0.24 | 0.05 | 0.05 | 0.055 | 0.055 | 0.06 | 0.35 | 0.35 | 0.35 | 0.35 | 0.35 | 0.6 | 0.65 | 0.7 | 0.7 | 0.7 | 0 | 0 | 0 | 0 | 0 | 0 | 0 | 0 | 0 | 0
Tobe Hudson / IWSD | ERROR | 0 | 0 |  | #N/A | 0 | 0 | 0 | 0 | 0 | #VALUE! | ERROR | 0 | 0 | 0 | 0 | 0 | Surry | 0 | 0 | 0 | 0 | 0 | 0 | 0 | 0 | 0 | 0 | 0 | 0 | 0 | 0 | 0 | 0 | 0 | 0 | 0 | 0 | 0 | 0 | 0 | 0 | 0 | 0 | 0 | 0 | 0 | 0 | 0 | 0 | 0 | 0 | 0 | 0 | 0 | 0 | 0 | 0
Topsail Beach | 0.20367 | 0.601 | 0 |  | 387 | 0.149 | 0.012 | 0 | 0.036 | 0.002 | 0.0046667 | 385.0129 | 600 | 600 | 600 | 600 | 600 | Pender | 0.198 | 0.198 | 0.198 | 0.198 | 0.198 | 0.11 | 0.11 | 0.11 | 0.11 | 0.11 | 0 | 0 | 0 | 0 | 0 | 0.02 | 0.02 | 0.02 | 0.02 | 0.02 | 0.002 | 0.002 | 0.002 | 0.002 | 0.002 | 0.01 | 0.01 | 0.01 | 0.01 | 0.01 | 0.15 | 0 | 0 | 0 | 0 | 0 | 0 | 0 | 0 | 0
Town of Elizabethtown | 0.018 | 0.981 | 0.044 |  | 3583 | 0.18 | 0.19 | 0.044 | 0 | 0.031 | -0.471 | 50.2372 | 3612 | 3641 | 3670 | 3699 | 3728 | Bladen | 0.174 | 0.175 | 0.176 | 0.178 | 0.179 | 0.187 | 0.237 | 0.276 | 0.331 | 0.331 | 0.197 | 0.197 | 0.197 | 0.197 | 0.197 | 0 | 0 | 0 | 0 | 0 | 0.031 | 0.031 | 0.031 | 0.031 | 0.031 | 0.13 | 0.135 | 0.148 | 0.158 | 0.158 | 0.25 | 0 | 0.025 | 0 | 0 | 0 | 0 | 0 | 0 | 0
Troutman | 0.29258 | 0.5 | 0 |  | 3470 | 0.141 | 0.043 | 0.011 | 0.011 | 0.03 | 0.056583 | 40.634 | 3817 | 4199 | 4619 | 5080 | 5588 | Iredell | 0.155 | 0.171 | 0.188 | 0.206 | 0.227 | 0.047 | 0.052 | 0.057 | 0.063 | 0.069 | 0.012 | 0.013 | 0.014 | 0.015 | 0.017 | 0.012 | 0.013 | 0.014 | 0.015 | 0.017 | 0.03 | 0.03 | 0.03 | 0.03 | 0.03 | 0.087 | 0.095 | 0.103 | 0.112 | 0.122 | 0 | 0 | 0 | 0 | 0 | 0 | 0 | 0 | 0 | 0
Troy | 0.43625 | 0.903 | 0 |  | 4300 | 0.26 | 0.044 | 0.06 | 0.01 | 0.005 | 0.05725 | 60.4651 | 4300 | 4400 | 4400 | 4400 | 4400 | Montgomery | 0.3 | 0.32 | 0.32 | 0.32 | 0.32 | 0.004 | 0.005 | 0.005 | 0.005 | 0.005 | 0.3 | 0.3 | 0.3 | 0.3 | 0.3 | 0.007 | 0.008 | 0.008 | 0.008 | 0.008 | 0.002 | 0.002 | 0.002 | 0.002 | 0.002 | 0.084 | 0.087 | 0.087 | 0.087 | 0.087 | 0 | 0 | 0 | 0 | 0 | 0 | 0 | 0 | 0 | 0
Tryon | 0.5145 | 2.498 | 0 |  | 5195 | 0.193 | 0.016 | 0.033 | 0.002 | 0.101 | 0.1695 | 37.1511 | 6500 | 7312 | 8226 | 9254 | 10254 | Polk | 0.221 | 0.249 | 0.28 | 0.315 | 0.349 | 0.033 | 0.036 | 0.041 | 0.046 | 0.051 | 0.039 | 0.044 | 0.049 | 0.055 | 0.062 | 0.02 | 0.022 | 0.025 | 0.027 | 0.031 | 0.117 | 0.132 | 0.148 | 0.167 | 0.185 | 0.197 | 0.222 | 0.249 | 0.28 | 0.311 | 0 | 0 | 0 | 0 | 0 | 0 | 0 | 0 | 0 | 0
Tuckaseigee WS Authority | 25.9717 | 11.2 | 0.001 |  | 6262 | 0.335 | 0.255 | 0.066 | 0.029 | 0.023 | 25.2627 | 53.4973 | 9126 | 10039 | 11043 | 12147 | 13362 | Jackson | 0.401 | 0.441 | 0.485 | 0.534 | 0.588 | 0.33 | 0.363 | 0.4 | 0.44 | 0.5 | 0.077 | 0.085 | 0.094 | 0.103 | 0.113 | 0.014 | 0.016 | 0.018 | 0.02 | 0.022 | 0.086 | 0.095 | 0.105 | 0.116 | 0.128 | 0.186 | 0.205 | 0.226 | 0.248 | 0.277 | 0 | 0 | 0 | 0 | 0 | 0 | 0 | 0 | 0 | 0
Turkey | 0.027417 | 0.468 | 0.007 |  | 291 | 0.013 | 0 | 0 | 0 | 0.001 | 0.0064167 | 44.6735 | 300 | 300 | 300 | 300 | 300 | Sampson | 0.015 | 0.015 | 0.015 | 0.015 | 0.015 | 0 | 0 | 0 | 0 | 0 | 0 | 0 | 0 | 0 | 0 | 0 | 0 | 0 | 0 | 0 | 0.002 | 0.001 | 0.001 | 0.001 | 0.001 | 0.007 | 0.007 | 0.007 | 0.007 | 0.007 | 0 | 0 | 0 | 0 | 0 | 0 | 0 | 0 | 0 | 0
Two Rivers Utilities/Gastonia | 17.6133 | 75 | 1.49 |  | 82525 | 3.734 | 2.109 | 0.669 | 0.932 | 5.054 | 3.6253 | 45.2469 | 83955 | 89799 | 96049 | 102734 | 109884 | Gaston | 3.848 | 4.044 | 4.251 | 4.468 | 4.696 | 2.375 | 2.895 | 3.529 | 4.302 | 5.245 | 1 | 1.344 | 1.806 | 2.427 | 3.262 | 1.113 | 1.496 | 2.01 | 2.701 | 3.63 | 3.721 | 1.909 | 2.303 | 2.751 | 3.353 | 2.9 | 2.75 | 2.5 | 2.25 | 2 | 0 | 0 | 0 | 0 | 0 | 0.557 | 1.5 | 0 | -2.057 | 0
Tyrrell County Water Department | 0.20308 | 1.152 | 0 |  | 3177 | 0.121 | 0 | 0 | 0.04 | 0.14 | -0.097917 | 38.0862 | 3200 | 3200 | 3200 | 3200 | 3200 | Tyrrell | 0.175 | 0.175 | 0.175 | 0.175 | 0.175 | 0 | 0 | 0 | 0 | 0 | 0 | 0 | 0 | 0 | 0 | 0.065 | 0.065 | 0.065 | 0.065 | 0.065 | 0.08 | 0.08 | 0.08 | 0.08 | 0.08 | -0.276 | -0.276 | -0.276 | -0.276 | -0.276 | 0 | 0 | 0 | 0 | 0 | 0 | 0 | 0 | 0 | 0
Union County | 12.1412 | 25 | 0.33242 |  | 122141 | 7.515 | 1.351 | 0.815 | 0.278 | 0.03 | 1.8198 | 61.5273 | 145228 | 191880 | 251251 | 319760 | 406930 | Union | 9.951 | 13.617 | 18.329 | 23.699 | 30.636 | 1.423 | 1.947 | 2.621 | 3.388 | 4.38 | 1.094 | 1.497 | 2.015 | 2.606 | 3.368 | 0.362 | 0.495 | 0.666 | 0.862 | 1.114 | 0.028 | 0.039 | 0.052 | 0.068 | 0.087 | 2.388 | 3.268 | 4.398 | 5.687 | 7.351 | 9 | 12 | 17 | 8 | 0 | 0.049 | 0.099 | 0.126 | 0.16 | 0.203
Union Utilities Inc. | 0.034083 | 0.144 | 0 |  | 348 | 0.018 | 0.006 | 0 | 0.006 | 0.001 | 0.0030833 | 51.7241 | 350 | 355 | 360 | 363 | 370 | Hertford | 0.02 | 0.022 | 0.022 | 0.022 | 0.022 | 0.006 | 0.006 | 0.006 | 0.006 | 0.006 | 0 | 0 | 0 | 0 | 0 | 0.006 | 0.006 | 0.006 | 0.006 | 0.006 | 0 | 0 | 0 | 0 | 0 | 0.006 | 0.006 | 0.006 | 0.006 | 0.006 | 0 | 0 | 0 | 0 | 0 | 0 | 0 | 0 | 0 | 0
Valdese | 67.295 | 12 | 0.566 |  | 12498 | 0.624 | 0.135 | 1.158 | 0.037 | 0.1 | 64.675 | 49.928 | 12700 | 12725 | 12750 | 12850 | 12950 | Burke | 0.902 | 0.903 | 0.905 | 0.912 | 0.919 | 0.042 | 0.044 | 0.046 | 0.049 | 0.051 | 1.155 | 1.213 | 1.277 | 1.341 | 1.408 | 0.105 | 0.11 | 0.115 | 0.121 | 0.127 | 0.105 | 0.11 | 0.115 | 0.121 | 0.127 | 0.383 | 0.395 | 0.408 | 0.422 | 0.437 | 0 | 0 | 0 | 0 | 0 | 0 | 0 | 0 | 0 | 0
Vance County Water District | 0.056417 | 0.15 | 0 |  | 940 | 0.031 | 0.002 | 0 | 0.001 | 0.014 | 0.0084167 | 32.9787 | 1050 | 1100 | 1150 | 1200 | 1250 | Vance | 0.04 | 0.042 | 0.044 | 0.046 | 0.048 | 0.005 | 0.007 | 0.009 | 0.011 | 0.013 | 0 | 0 | 0 | 0 | 0 | 0.001 | 0.002 | 0.003 | 0.004 | 0.005 | 0.01 | 0.01 | 0.01 | 0.01 | 0.01 | 0.009 | 0.01 | 0.011 | 0.012 | 0.013 | 0 | 0 | 0 | 0 | 0 | 0 | 0 | 0 | 0 | 0
Vanceboro | 0.17225 | 0.471 | 0 |  | 1864 | 0.064 | 0.003 | 0.001 | 0.048 | 0.022 | 0.03425 | 34.3348 | 1885 | 2074 | 2281 | 2509 | 2550 | Craven | 0.076 | 0.089 | 0.101 | 0.114 | 0.121 | 0.002 | 0.002 | 0.003 | 0.003 | 0.003 | 0.002 | 0.002 | 0.003 | 0.003 | 0.003 | 0.041 | 0.042 | 0.044 | 0.046 | 0.049 | 0.017 | 0.018 | 0.019 | 0.02 | 0.021 | 0.03 | 0.034 | 0.037 | 0.041 | 0.043 | 0 | 0 | 0 | 0 | 0 | 0 | 0 | 0 | 0 | 0
Village Bald Head Island Utilities | 0.22283 | 0.414 | 0 |  | 175 | 0.132 | 0.043 | 0 | 0 | 0.033 | 0.014833 | 754.2857 | 205 | 230 | 240 | 250 | 260 | Brunswick | 0.133 | 0.144 | 0.155 | 0.166 | 0.177 | 0.05 | 0.051 | 0.052 | 0.053 | 0.054 | 0 | 0 | 0 | 0 | 0 | 0 | 0 | 0 | 0 | 0 | 0.03 | 0.03 | 0.03 | 0.03 | 0.03 | -0.004 | -0.004 | -0.005 | -0.005 | -0.005 | 0 | 0 | 0 | 0 | 0 | 0 | 0 | 0 | 0 | 0
Wade | 0.039583 | 0.344 | 0 |  | 568 | 0.033 | 0.001 | 0 | 0.004 | 0 | 0.0015833 | 58.0986 | 590 | 595 | 660 | 730 | 900 | Cumberland | 0.038 | 0.039 | 0.044 | 0.05 | 0.061 | 0.005 | 0.005 | 0.006 | 0.006 | 0.007 | 0 | 0 | 0 | 0 | 0 | 0.01 | 0.01 | 0.011 | 0.012 | 0.016 | 0 | 0 | 0 | 0 | 0 | 0.002 | 0.002 | 0.002 | 0.002 | 0.002 | 0 | 0 | 0 | 0 | 0 | 0 | 0 | 0 | 0 | 0
Wadesboro | 0.551 | 5 | 0 |  | 5700 | 0.34 | 0.11 | 0.266 | 0.1 | 0.035 | -0.3 | 59.6491 | 6900 | 7000 | 7100 | 7200 | 7200 | Anson | 0.68 | 0.695 | 0.705 | 0.715 | 0.75 | 0.45 | 0.078 | 0.081 | 0.085 | 0.085 | 0.199 | 0.2 | 0.205 | 0.209 | 0.21 | 0.055 | 0.061 | 0.063 | 0.064 | 0.075 | 0.05 | 0.05 | 0.055 | 0.055 | 0.06 | 0.167 | 0.126 | 0.129 | 0.131 | 0.137 | 2 | 0 | 0 | 0 | 0 | 0 | 0 | 0 | 0 | 0
Wagram | 0.0069167 | 0.154 | 0 |  | 840 | 0.04 | 0.004 | 0 | 0.003 | 0.002 | -0.042083 | 47.619 | 880 | 920 | 970 | 1020 | 1070 | Scotland | 0.044 | 0.046 | 0.048 | 0.05 | 0.052 | 0.005 | 0.006 | 0.007 | 0.009 | 0.011 | 0 | 0 | 0 | 0 | 0 | 0.005 | 0.007 | 0.009 | 0.009 | 0.01 | 0 | 0 | 0 | 0 | 0 | -0.025 | -0.028 | -0.03 | -0.032 | -0.034 | 0 | 0 | 0 | 0 | 0 | 0 | 0 | 0 | 0 | 0
Wallace | 0.76642 | 3.081 | 0.062 |  | 5025 | 0.267 | 0.24 | 0 | 0.03 | 0.026 | 0.14142 | 53.1343 | 5102 | 5487 | 6223 | 6935 | 7544 | Duplin | 0.269 | 0.332 | 0.374 | 0.41 | 0.456 | 0.226 | 0.264 | 0.309 | 0.362 | 0.401 | 0.02 | 0.025 | 0.03 | 0.033 | 0.035 | 0.031 | 0.032 | 0.032 | 0.033 | 0.034 | 0.016 | 0.016 | 0.016 | 0.016 | 0.016 | 0.659 | 0.783 | 0.89 | 1.001 | 1.105 | 0 | 0 | 0 | 0 | 0 | 0 | 0 | 0 | 0 | 0
Walnut Cove | 0.282 | 0.337 | 0 |  | 1396 | 0.09 | 0.07 | 0.07 | 0.01 | 0.001 | 0.041 | 64.4699 | 1424 | 1452 | 1481 | 1511 | 1541 | Stokes | 0.092 | 0.094 | 0.096 | 0.098 | 0.1 | 0.071 | 0.073 | 0.074 | 0.076 | 0.077 | 0.071 | 0.073 | 0.074 | 0.076 | 0.077 | 0.015 | 0.016 | 0.016 | 0.016 | 0.017 | 0.001 | 0.001 | 0.002 | 0.002 | 0.002 | 0.025 | 0.025 | 0.026 | 0.026 | 0.027 | 0.1 | 0 | 0 | 0 | 0 | 0 | 0 | 0 | 0 | 0
Walnut Creek | 0.065083 | 0.25 | 0 |  | 844 | 0.048 | 0.008 | 0 | 0.002 | 0.001 | 0.0060833 | 56.872 | 900 | 950 | 1000 | 1050 | 1075 | Wayne | 0.05 | 0.062 | 0.065 | 0.069 | 0.073 | 0.008 | 0.008 | 0.008 | 0.008 | 0.008 | 0 | 0 | 0 | 0 | 0 | 0.002 | 0.002 | 0.002 | 0.003 | 0.003 | 0.001 | 0.001 | 0.001 | 0.001 | 0.001 | 0.006 | 0.007 | 0.008 | 0.008 | 0.009 | 0.1 | 0 | -0.1 | 0 | 0 | 0 | 0 | 0 | 0 | 0
Walstonburg | 0.012667 | 0 | 0 |  | 232 | 0.137 | 0.003 | 0.004 | 0 | -1 | 0.86867 | 590.5172 | 232 | 240 | 245 | 245 | 245 | Greene | 0.012 | 0.012 | 0.012 | 0.012 | 0.012 | 0.001 | 0.002 | 0.002 | 0.002 | 0.002 | 0.002 | 0.002 | 0.002 | 0.002 | 0.002 | 0 | 0 | 0 | 0 | 0 | -1 | -1 | -1 | -1 | -1 | 0.003 | 0.003 | 0.004 | 0.004 | 0.004 | 0 | 0 | 0 | 0 | 0 | 0 | 0 | 0 | 0 | 0
Warren County | 0.99208 | 2 | 0.276 |  | 8331 | 0.395 | 0.01 | 0.053 | 0.14 | 0.011 | 0.10708 | 47.4133 | 8000 | 8100 | 8200 | 8300 | 8400 | Warren | 0.468 | 0.5 | 0.6 | 0.7 | 0.8 | 0.009 | 0.01 | 0.011 | 0.012 | 0.013 | 0.06 | 0.08 | 0.08 | 0.09 | 0.1 | 0.156 | 0.157 | 0.158 | 0.159 | 0.16 | 0.01 | 0.01 | 0.01 | 0.01 | 0.01 | 0.121 | 0.131 | 0.148 | 0.159 | 0.178 | 0 | 0 | 0 | 0 | 0 | 0 | 0 | 0 | 0 | 0
Warren County - Northampton | 0.038167 | 0.114 | 0 |  | 973 | 0.024 | 0 | 0 | 0 | 0.01 | 0.0041667 | 24.666 | 1027 | 1277 | 1527 | 1777 | 2027 | Warren | 0 | 0 | 0 | 0 | 0 | 0 | 0 | 0 | 0 | 0 | 0 | 0 | 0 | 0 | 0 | 0 | 0 | 0 | 0 | 0 | 0 | 0 | 0 | 0 | 0 | 0 | 0 | 0 | 0 | 0 | 0 | 0 | 0 | 0 | 0 | 0 | 0 | 0 | 0 | 0
Warrenton | 0.2045 | 0.4 | 0 |  | 2250 | 0.079 | 0.02 | 0.017 | 0.032 | 0.01 | 0.0465 | 35.1111 | 2275 | 2300 | 2325 | 2350 | 2375 | Warren | 0.07 | 0.071 | 0.072 | 0.073 | 0.075 | 0.025 | 0.03 | 0.035 | 0.04 | 0.045 | 0.03 | 0.04 | 0.05 | 0.06 | 0.07 | 0.032 | 0.032 | 0.032 | 0.032 | 0.032 | 0.01 | 0.01 | 0.01 | 0.01 | 0.01 | 0.03 | 0.03 | 0.03 | 0.03 | 0.03 | 0 | 0 | 0 | 0 | 0 | 0 | 0 | 0 | 0 | 0
Warsaw | 0.49142 | 0.684 | 0 |  | 3228 | 0.196 | 0.094 | 0.008 | 0 | 0.065 | 0.12842 | 60.7187 | 4370 | 5113 | 0 | 0 | 0 | Duplin | 0.257 | 0.3 | 0 | 0 | 0 | 0.135 | 0.145 | 0 | 0 | 0 | 0.035 | 0.035 | 0 | 0 | 0 | 0 | 0 | 0 | 0 | 0 | 0 | 0 | 0 | 0 | 0 | -0.338 | -0.38 | 0 | 0 | 0 | 0 | 0 | 0 | 0 | 0 | 0 | 0 | 0 | 0 | 0
Washington | 3.1652 | 5.128 | 1.321 |  | 11882 | 0.455 | 0.333 | 0.042 | 0.121 | 0.285 | 0.60825 | 38.2932 | 12124 | 12548 | 12987 | 13441 | 13911 | Beaufort | 0.474 | 0.49 | 0.507 | 0.525 | 0.543 | 0.335 | 0.347 | 0.359 | 0.372 | 0.385 | 0.06 | 0.061 | 0.062 | 0.063 | 0.064 | 0.108 | 0.112 | 0.116 | 0.12 | 0.124 | 0.275 | 0.285 | 0.295 | 0.305 | 0.316 | 0.293 | 0.303 | 0.314 | 0.325 | 0.336 | 0 | 0 | 0 | 0 | 0 | 0 | 0 | 0 | 0 | 0
Washington County Water System | 0.40683 | 1.08 | 0 |  | 6578 | 0.28 | 0.013 | 0 | 0.02 | 0.061 | 0.032833 | 42.5661 | 6453 | 6453 | 6453 | 6453 | 6453 | Washington | 0.388 | 0.388 | 0.388 | 0.388 | 0.388 | 0.026 | 0.026 | 0.026 | 0.026 | 0.026 | 0 | 0 | 0 | 0 | 0 | 0.023 | 0.023 | 0.023 | 0.023 | 0.023 | 0.02 | 0.02 | 0.02 | 0.02 | 0.02 | 0.044 | 0.044 | 0.044 | 0.044 | 0.044 | 0 | 0 | 0 | 0 | 0 | 0 | 0 | 0 | 0 | 0
Water and Sewer Authority of Cabarrus | 0 | 16.2 | 0 |  | 0 | 0 | 0 | 0 | 0 | 0 | 0 | ERROR | 0 | 0 | 0 | 0 | 0 | Cabarrus | 0 | 0 | 0 | 0 | 0 | 0 | 0 | 0 | 0 | 0 | 0 | 0 | 0 | 0 | 0 | 0 | 0 | 0 | 0 | 0 | 0 | 0 | 0 | 0 | 0 | 0 | 0 | 0 | 0 | 0 | 0 | 0 | 0 | 0 | 0 | 0 | 0 | 0 | 0 | 0
Wayne Water Districts | 3.7977 | 11.05 | 0.13417 |  | 49321 | 2.56 | 0.204 | 0.35 | 0 | 0.033 | 0.51649 | 51.9049 | 63037 | 73159 | 85042 | 98692 | 114533 | Wayne | 3.347 | 3.884 | 4.515 | 5.24 | 6.081 | 0.265 | 0.308 | 0.358 | 0.415 | 0.482 | 0.455 | 0.528 | 0.614 | 0.713 | 0.827 | 0.296 | 0.344 | 0.4 | 0.464 | 0.538 | 0.037 | 0.043 | 0.05 | 0.058 | 0.067 | 0.386 | 0.448 | 0.519 | 0.602 | 0.698 | 0.054 | 0 | 0 | 0 | 0 | 0 | 0 | 0 | 0 | 0
Waynesville | 3.3999 | 10.5 | 0.522 |  | 16500 | 0.701 | 0.312 | 0.257 | 0 | 0.065 | 1.5429 | 42.4848 | 17350 | 19000 | 20800 | 22600 | 24500 | Haywood | 0.75 | 0.81 | 0.9 | 0.98 | 1.05 | 0.35 | 0.39 | 0.42 | 0.44 | 0.46 | 0.25 | 0.265 | 0.28 | 0.3 | 0.32 | 0 | 0 | 0 | 0 | 0 | 0.08 | 0.09 | 0.1 | 0.105 | 0.11 | 1.4 | 1.3 | 1.2 | 1.1 | 1 | 0 | 0 | 0 | 0 | 0 | 0 | 0 | 0 | 0 | 0
Weaverville | 0.78617 | 1.5 | 0 |  | 5900 | 0.444 | 0.102 | 0.07 | 0.03 | 0.067 | 0.073167 | 75.2542 | 5911 | 6975 | 8011 | 9445 | 10545 | Buncombe | 0.492 | 0.587 | 0.681 | 0.759 | 0.897 | 0.092 | 0.113 | 0.134 | 0.151 | 0.164 | 0.087 | 0.156 | 0.161 | 0.164 | 0.164 | 0.031 | 0.038 | 0.046 | 0.054 | 0.058 | 0.045 | 0.055 | 0.063 | 0.07 | 0.082 | 0.073 | 0.093 | 0.106 | 0.117 | 0.134 | 0 | 0 | 0 | 0 | 0 | 0 | 0 | 0 | 0 | 0
Weldon | 2.9527 | 14 | 2.486 |  | 1602 | 0.071 | 0.097 | 0.002 | 0.002 | 0.09 | 0.20466 | 44.3196 | 1688 | 1722 | 1756 | 1791 | 1827 | Halifax | 0.075 | 0.076 | 0.078 | 0.079 | 0.081 | 0.102 | 0.104 | 0.106 | 0.108 | 0.111 | 0.002 | 0.002 | 0.002 | 0.002 | 0.002 | 0.002 | 0.002 | 0.002 | 0.002 | 0.002 | 0.095 | 0.097 | 0.099 | 0.101 | 0.103 | 0.215 | 0.219 | 0.223 | 0.227 | 0.233 | 0 | 0 | 0 | 0 | 0 | 0 | 0 | 0 | 0 | 0
West Carteret Water Corporation | 1.0128 | 2.568 | 0 |  | 14495 | 0.636 | 0.087 | 0 | 0.044 | 0.278 | -0.032167 | 43.8772 | 15310 | 18060 | 20810 | 23560 | 26310 | Carteret | 0.685 | 0.808 | 0.931 | 1.054 | 1.177 | 0.085 | 0.1 | 0.115 | 0.13 | 0.145 | 0 | 0 | 0 | 0 | 0 | 0.034 | 0.04 | 0.046 | 0.052 | 0.058 | 0.141 | 0.141 | 0.141 | 0.141 | 0.141 | 0.106 | 0.123 | 0.139 | 0.155 | 0.171 | 0.524 | 0 | 0 | 0 | 0 | 0 | 0 | 0 | 0 | 0
West Iredell Water Company | 0.31375 | 1.2 | 0 |  | 5490 | 0.244 | 0.008 | 0.016 | 0.014 | 0.004 | 0.02775 | 44.4444 | 6426 | 7711 | 9253 | 11104 | 13325 | Iredell | 0.312 | 0.368 | 0.434 | 0.512 | 0.604 | 0.007 | 0.008 | 0.009 | 0.011 | 0.013 | 0.007 | 0.008 | 0.009 | 0.011 | 0.013 | 0.018 | 0.021 | 0.025 | 0.03 | 0.035 | 0.003 | 0.003 | 0.004 | 0.004 | 0.004 | 0.055 | 0.065 | 0.077 | 0.091 | 0.107 | 0 | 0 | 0 | 0 | 0 | 0 | 0 | 0 | 0 | 0
West Jefferson | 0.22608 | 0.655 | 0 |  | 1170 | 0.051 | 0.064 | 0.019 | 0.008 | 0.009 | 0.075083 | 43.5897 | 1205 | 1240 | 1277 | 1315 | 1355 | Ashe | 0.053 | 0.054 | 0.056 | 0.058 | 0.06 | 0.065 | 0.066 | 0.068 | 0.07 | 0.072 | 0.02 | 0.021 | 0.022 | 0.022 | 0.023 | 0.009 | 0.01 | 0.011 | 0.011 | 0.012 | 0.009 | 0.01 | 0.01 | 0.011 | 0.011 | 0.071 | 0.073 | 0.075 | 0.077 | 0.079 | 0.03 | 0 | 0 | 0 | 0 | 0 | 0 | 0 | 0 | 0
West Wilkes Water Association | 0.89325 | 1.5 | 0.022 |  | 11925 | 0.579 | 0.073 | 0 | 0.021 | 0.01 | 0.18825 | 48.5535 | 12549 | 13590 | 14717 | 15937 | 16157 | Wilkes | 0.627 | 0.68 | 0.736 | 0.797 | 0.808 | 0.078 | 0.085 | 0.092 | 0.1 | 0.101 | 0 | 0 | 0 | 0 | 0 | 0.179 | 0.194 | 0.21 | 0.228 | 0.231 | 0.01 | 0.01 | 0.01 | 0.01 | 0.01 | 0.177 | 0.192 | 0.21 | 0.227 | 0.23 | 0 | 0 | 0 | 0 | 0 | 0 | 0 | 0 | 0 | 0
Western Carolina University | 0.26433 | 1 | 0 |  | 8800 | 0 | 0 | 0 | 0.233 | 0.003 | 0.028333 | 0 | 12503 | 13753 | 15128 | 16641 | 16641 | Jackson | 0 | 0 | 0 | 0 | 0 | 0 | 0 | 0 | 0 | 0 | 0 | 0 | 0 | 0 | 0 | 0.562 | 0.62 | 0.68 | 0.75 | 0.75 | 0.025 | 0.027 | 0.03 | 0.033 | 0.033 | 0.007 | 0.007 | 0.007 | 0.007 | 0.007 | 0 | 0 | 0 | 0 | 0 | 0 | 0 | 0 | 0 | 0
Whispering Pines | 0.28692 | 0.35 | 0 |  | 3731 | 0.224 | 0.006 | 0 | 0 | 0.032 | 0.024917 | 60.0375 | 3880 | 3880 | 3880 | 3880 | 3880 | Moore | 0.221 | 0.221 | 0.221 | 0.221 | 0.221 | 0.006 | 0.006 | 0.006 | 0.006 | 0.006 | 0 | 0 | 0 | 0 | 0 | 0 | 0 | 0 | 0 | 0 | 0.02 | 0.02 | 0.02 | 0.02 | 0.02 | 0.024 | 0.024 | 0.024 | 0.024 | 0.024 | 0 | 0 | 0 | 0 | 0 | 0 | 0 | 0 | 0 | 0
Whitakers | 0.045083 | 0.1 | 0 |  | 815 | 0.033 | 0.003 | 0 | 0.002 | 0.002 | 0.0050833 | 40.4908 | 818 | 834 | 851 | 868 | 878 | Edgecombe | 0.039 | 0.043 | 0.044 | 0.045 | 0.045 | 0.003 | 0.003 | 0.004 | 0.004 | 0.004 | 0 | 0 | 0 | 0 | 0 | 0.003 | 0.003 | 0.004 | 0.004 | 0.004 | 0.002 | 0.003 | 0.003 | 0.003 | 0.004 | 0.003 | 0.003 | 0.004 | 0.004 | 0.004 | 0 | 0 | 0 | 0 | 0 | 0 | 0 | 0 | 0 | 0
White Lake | 0.18658 | 0.95 | 0 |  | 996 | 0.088 | 0.069 | 0 | 0.002 | 0.017 | 0.010583 | 88.3534 | 1000 | 1010 | 1015 | 1015 | 1015 | Bladen | 0.09 | 0.09 | 0.09 | 0.09 | 0.09 | 0.07 | 0.07 | 0.075 | 0.075 | 0.075 | 0 | 0 | 0 | 0 | 0 | 0.012 | 0.012 | 0.012 | 0.012 | 0.012 | 0.021 | 0.021 | 0.021 | 0.021 | 0.021 | 0.012 | 0.012 | 0.012 | 0.012 | 0.012 | 0 | 0 | 0 | 0 | 0 | 0 | 0 | 0 | 0 | 0
Whiteville | 0.85083 | 2.419 | 0 |  | 5392 | 0.263 | 0.382 | 0.004 | 0.035 | 0.084 | 0.082833 | 48.776 | 5769 | 6172 | 6604 | 7066 | 7560 | Columbus | 0.281 | 0.301 | 0.322 | 0.345 | 0.369 | 0.408 | 0.436 | 0.466 | 0.498 | 0.532 | 0.004 | 0.004 | 0.005 | 0.005 | 0.005 | 0.038 | 0.041 | 0.044 | 0.047 | 0.05 | 0.086 | 0.09 | 0.092 | 0.094 | 0.096 | 0.085 | 0.089 | 0.094 | 0.098 | 0.103 | 0 | 0 | 0 | 0 | 0 | 0 | 0 | 0 | 0 | 0
Whitsett | ERROR | 0 | 0 |  | #N/A | 0 | 0 | 0 | 0 | 0 | #VALUE! | ERROR | 0 | 0 | 0 | 0 | 0 | 0 | 0 | 0 | 0 | 0 | 0 | 0 | 0 | 0 | 0 | 0 | 0 | 0 | 0 | 0 | 0 | 0 | 0 | 0 | 0 | 0 | 0 | 0 | 0 | 0 | 0 | 0 | 0 | 0 | 0 | 0 | 0 | 0 | 0 | 0 | 0 | 0 | 0 | 0 | 0 | 0
Whittier SD | 0.013583 | 0.072 | 0.01 |  | 100 | 0.005 | 0.003 | 0.001 | 0.001 | 0 | -0.0064167 | 50 | 120 | 125 | 130 | 130 | 135 | Swain | 0.012 | 0.013 | 0.014 | 0.016 | 0 | 0 | 0 | 0 | 0 | 0 | 0 | 0 | 0 | 0 | 0 | 0 | 0 | 0 | 0 | 0 | 0 | 0 | 0 | 0 | 0 | -0.004 | -0.005 | -0.005 | -0.006 | 0 | 0 | 0 | 0 | 0 | 0 | 0 | 0 | 0 | 0 | 0
Wilkesboro | 4.3608 | 16 | 0.75603 |  | 3413 | 0.173 | 0.17 | 2.693 | 0.28 | 0.126 | 0.1628 | 50.6885 | 3828 | 4211 | 4632 | 5095 | 5605 | Wilkes | 0.214 | 0.236 | 0.259 | 0.285 | 0.314 | 0.263 | 0.289 | 0.318 | 0.35 | 0.385 | 2.73 | 2.867 | 3.01 | 3.161 | 3.319 | 0.297 | 0.312 | 0.327 | 0.343 | 0.36 | 0.11 | 0.115 | 0.12 | 0.125 | 0.13 | 0.446 | 0.473 | 0.501 | 0.532 | 0.564 | 0 | 0 | 0 | 0 | 0 | 0 | 0 | 0 | 0 | 0
Williamston | 0.73233 | 2.13 | 0.0016849 |  | 8267 | 0.348 | 0.144 | 0.071 | 0.026 | 0.011 | 0.13065 | 42.0951 | 8300 | 8600 | 8800 | 9000 | 9200 | Martin | 0.42 | 0.425 | 0.43 | 0.44 | 0.45 | 0.185 | 0.19 | 0.195 | 0.2 | 0.205 | 0.095 | 0.095 | 0.1 | 0.1 | 0.105 | 0.03 | 0.035 | 0.035 | 0.04 | 0.045 | 0.005 | 0.005 | 0.006 | 0.007 | 0.014 | 0.16 | 0.164 | 0.167 | 0.172 | 0.179 | 0.727 | 0 | 0 | 0 | 0 | 0 | 0 | 0 | 0 | 0
Wilson | 8.7051 | 28.9 | 0.145 |  | 53000 | 2.555 | 1.037 | 1.777 | 0.049 | 2 | 1.1421 | 48.2075 | 54500 | 59400 | 64700 | 70500 | 76800 | Wilson | 2.66 | 2.881 | 3.106 | 3.349 | 3.61 | 1.41 | 1.62 | 1.78 | 1.96 | 2.13 | 2 | 2.3 | 2.53 | 2.78 | 3.02 | 0.15 | 0.17 | 0.19 | 0.21 | 0.23 | 1.42 | 1.63 | 1.79 | 1.97 | 2.14 | 1.192 | 1.37 | 1.507 | 1.658 | 1.8 | 0 | 0 | 0 | 0 | 0 | 0 | 0 | 0 | 0 | 0
Wilson County SEWD | 0.22383 | 0.329 | 0 |  | 3770 | 0.185 | 0.007 | 0 | 0.002 | 0.01 | 0.019833 | 49.0716 | 3852 | 3966 | 4083 | 4205 | 4329 | Wilson | 0.2 | 0.215 | 0.23 | 0.25 | 0.28 | 0.003 | 0.002 | 0.002 | 0.002 | 0.002 | 0 | 0 | 0 | 0 | 0 | 0.002 | 0.002 | 0.002 | 0.002 | 0.002 | 0.01 | 0.01 | 0.01 | 0.01 | 0.01 | 0.01 | 0.01 | 0.01 | 0.01 | 0.01 | 0 | 0 | 0 | 0 | 0 | 0 | 0 | 0 | 0 | 0
Wilson County SWWD | 0.35458 | 0.621 | 0 |  | 4358 | 0.303 | 0.005 | 0 | 0 | 0.01 | 0.036583 | 69.5273 | 4430 | 4510 | 4595 | 4735 | 4815 | Wilson | 0.33 | 0.35 | 0.375 | 0.4 | 0.45 | 0.005 | 0.005 | 0.005 | 0.005 | 0.005 | 0 | 0 | 0 | 0 | 0 | 0.001 | 0.001 | 0.001 | 0.001 | 0.001 | 0.015 | 0.016 | 0.016 | 0.017 | 0.017 | 0.031 | 0.032 | 0.032 | 0.034 | 0.035 | 0 | 0 | 0 | 0 | 0 | 0 | 0 | 0 | 0 | 0
Wilton Water and Sewer | 0.01075 | 0.08 | 0 |  | 900 | 0 | 0.001 | 0 | 0.003 | 0.007 | -0.00025 | 0 | 900 | 900 | 900 | 900 | 900 | Granville | 0 | 0 | 0 | 0 | 0 | 0.001 | 0.001 | 0.001 | 0.001 | 0.001 | 0 | 0 | 0 | 0 | 0 | 0.005 | 0.005 | 0.005 | 0.005 | 0.005 | 0.01 | 0.01 | 0.01 | 0.01 | 0.01 | -0.005 | -0.005 | -0.005 | -0.005 | -0.005 | 0 | 0 | 0 | 0 | 0 | 0 | 0 | 0 | 0 | 0
Windsor | 0.3115 | 0.67 | 0.0050329 |  | 2530 | 0.128 | 0.05 | 0.015 | 0.065 | 0.03 | 0.018467 | 50.5929 | 2675 | 2700 | 2750 | 2800 | 2825 | Bertie | 0.144 | 0.146 | 0.149 | 0.151 | 0.153 | 0.043 | 0.043 | 0.044 | 0.045 | 0.045 | 0.014 | 0.014 | 0.014 | 0.014 | 0.014 | 0.078 | 0.078 | 0.08 | 0.081 | 0.082 | 0.003 | 0.003 | 0.003 | 0.003 | 0.003 | 0.027 | 0.027 | 0.028 | 0.028 | 0.028 | 0.36 | 0 | 0 | 0 | 0 | 0 | 0 | 0 | 0 | 0
Wingate | 0.30942 | 0.667 | 0 |  | 4275 | 0.132 | 0.031 | 0.01 | 0.1 | 0 | 0.036417 | 30.8772 | 6382 | 8288 | 11362 | 15576 | 21353 | Union | 0.174 | 0.231 | 0.316 | 0.434 | 0.595 | 0.03 | 0.04 | 0.05 | 0.074 | 0.102 | 0.018 | 0.024 | 0.033 | 0.046 | 0.063 | 0.145 | 0.191 | 0.262 | 0.36 | 0.493 | 0.007 | 0.009 | 0.013 | 0.018 | 0.024 | 0.028 | 0.038 | 0.052 | 0.071 | 0.097 | 0 | 0 | 0 | 0 | 0 | 0 | 0 | 0 | 0 | 0
Winston-Salem | 36.9667 | 123 | 0.20403 |  | 327423 | 14.54 | 9.76 | 5.52 | 0.99 | 4.57 | 1.3826 | 44.4074 | 350000 | 401000 | 453000 | 505000 | 557000 | Forsyth | 17.797 | 19.317 | 20.838 | 22.725 | 25.065 | 6.697 | 8.046 | 8.546 | 9.166 | 9.935 | 12.38 | 14.43 | 14.43 | 14.43 | 14.43 | 1.372 | 1.489 | 1.606 | 1.751 | 1.931 | 0.734 | 0.83 | 0.872 | 0.922 | 0.986 | 3.633 | 3.895 | 4.088 | 4.326 | 4.622 | 0 | 0 | 0 | 0 | 0 | 2.2 | 0 | -2 | -0.2 | 0
Winterville, Town of | 0.55917 | 1.212 | 0 |  | 9447 | 0.452 | 0.079 | 0 | 0 | 0.01 | 0.018167 | 47.8459 | 10500 | 15000 | 15000 | 15000 | 15000 | Pitt | 0.54 | 0.725 | 0.725 | 0.725 | 0.725 | 0.094 | 0.127 | 0.127 | 0.127 | 0.127 | 0 | 0 | 0 | 0 | 0 | 0 | 0 | 0 | 0 | 0 | 0.01 | 0.016 | 0.016 | 0.016 | 0.016 | 0.009 | 0.013 | 0.013 | 0.013 | 0.013 | 0 | 0 | 0 | 0 | 0 | 0 | 0 | 0 | 0 | 0
Winton | 0.081417 | 0.742 | 0 |  | 756 | 0.07 | 0.005 | 0.005 | 0.006 | 0 | -0.0045833 | 92.5926 | 758 | 762 | 766 | 770 | 770 | Hertford | 0.08 | 0.08 | 0.08 | 0.08 | 0.08 | 0.006 | 0.006 | 0.006 | 0.006 | 0.006 | 0.002 | 0.002 | 0.002 | 0.002 | 0.002 | 0.01 | 0.01 | 0.01 | 0.01 | 0.01 | 0.005 | 0.005 | 0.005 | 0.005 | 0.005 | -0.098 | -0.098 | -0.098 | -0.098 | -0.098 | 0 | 0 | 0 | 0 | 0 | 0 | 0 | 0 | 0 | 0
Woodfin Sanitary Water and Sewer District | 0.94783 | 1.66 | 0 |  | 9000 | 0.67 | 0.1 | 0.03 | 0.04 | 0.035 | 0.072833 | 74.4444 | 10000 | 11000 | 12000 | 13000 | 14000 | Buncombe | 0.72 | 0.77 | 0.82 | 0.87 | 0.92 | 0.11 | 0.115 | 0.12 | 0.125 | 0.13 | 0.03 | 0.03 | 0.03 | 0.03 | 0.03 | 0.04 | 0.04 | 0.04 | 0.04 | 0.04 | 0.039 | 0.042 | 0.045 | 0.045 | 0.045 | 0.004 | 0.005 | 0.005 | 0.005 | 0.005 | 0 | 0 | 0 | 0 | 0 | 0 | 0 | 0 | 0 | 0
Woodland | 0.058333 | 0.162 | 0 |  | 796 | 0.05 | 0.002 | 0 | 0.004 | 0.001 | 0.0013333 | 62.8141 | 800 | 800 | 800 | 800 | 800 | Northampton | 0.05 | 0.05 | 0.05 | 0.05 | 0.05 | 0.003 | 0.003 | 0.003 | 0.003 | 0.003 | 0.001 | 0.001 | 0.001 | 0.001 | 0.001 | 0.005 | 0.005 | 0.005 | 0.005 | 0.005 | 0.001 | 0.001 | 0.001 | 0.001 | 0.001 | 0.008 | 0.008 | 0.008 | 0.008 | 0.008 | 0 | 0 | 0 | 0 | 0 | 0 | 0 | 0 | 0 | 0
Wrightsville Beach | 0.79767 | 1.479 | 0 |  | 2475 | 0.58 | 0.154 | 0 | 0 | 0.01 | 0.053667 | 234.3434 | 2500 | 2500 | 2500 | 2500 | 2500 | New Hanover | 0.725 | 0.725 | 0.725 | 0.725 | 0.725 | 0.235 | 0.235 | 0.235 | 0.235 | 0.235 | 0 | 0 | 0 | 0 | 0 | 0.001 | 0.001 | 0.001 | 0.001 | 0.001 | 0.001 | 0.001 | 0.001 | 0.001 | 0.001 | 0.108 | 0.108 | 0.108 | 0.108 | 0.108 | 0 | 0 | 0 | 0 | 0 | 0 | 0 | 0 | 0 | 0
Yadkin County | 0.046583 | 0.1 | 0 |  | 490 | 0.004 | 0.009 | 0.002 | 0.002 | 0.03 | -0.00041667 | 8.1633 | 490 | 490 | 490 | 490 | 490 | Yadkin | 0.004 | 0.004 | 0.004 | 0.004 | 0.004 | 0 | 0 | 0 | 0 | 0 | 0.001 | 0.001 | 0.001 | 0.001 | 0.001 | 0.002 | 0.002 | 0.002 | 0.002 | 0.002 | 0.045 | 0.045 | 0.045 | 0.045 | 0.045 | 0.006 | 0.006 | 0.006 | 0.006 | 0.006 | 0 | 0 | 0 | 0 | 0 | 0 | 0 | 0 | 0 | 0
Yadkin County - Hwy 21 | 0.052917 | 0.2 | 0 |  | 200 | 0.002 | 0.001 | 0.004 | 0.004 | 0.027 | 0.014917 | 10 | 220 | 240 | 260 | 280 | 300 | Yadkin | 0.008 | 0.009 | 0.01 | 0.011 | 0.012 | 0.003 | 0.003 | 0.004 | 0.004 | 0.005 | 0.01 | 0.012 | 0.013 | 0.014 | 0.015 | 0.005 | 0.005 | 0.005 | 0.006 | 0.006 | 0.005 | 0.005 | 0.005 | 0.005 | 0.005 | 0.012 | 0.013 | 0.015 | 0.016 | 0.017 | 0 | 0 | 0 | 0 | 0 | 0 | 0 | 0 | 0 | 0
Yadkinville | 0.69625 | 1.7 | 0.051 |  | 2800 | 0.147 | 0.084 | 0.254 | 0.063 | 0.011 | 0.08625 | 52.5 | 4000 | 4200 | 4400 | 4600 | 4800 | Yadkin | 0.163 | 0.172 | 0.18 | 0.189 | 0.197 | 0.1 | 0.11 | 0.12 | 0.13 | 0.14 | 0.334 | 0.369 | 0.407 | 0.45 | 0.5 | 0.1 | 0.11 | 0.12 | 0.13 | 0.14 | 0.011 | 0.012 | 0.013 | 0.014 | 0.015 | 0.137 | 0.15 | 0.163 | 0.177 | 0.192 | 0 | 0 | 0 | 0 | 0 | 0 | 0 | 0 | 0 | 0
Yanceyville | 0.34108 | 6.3 | 0 |  | 2732 | 0.2 | 0.105 | 0.002 | 0.009 | 0.005 | 0.020083 | 73.2064 | 3556 | 4335 | 5000 | 6000 | 7200 | Caswell | 0.392 | 0.499 | 0.597 | 0.685 | 0.759 | 0.19 | 0.218 | 0.239 | 0.276 | 0.301 | 0.043 | 0.071 | 0.048 | 0.065 | 0.097 | 0.079 | 0.131 | 0.162 | 0.191 | 0.207 | 0.072 | 0.099 | 0.138 | 0.168 | 0.203 | 0.005 | 0.006 | 0.007 | 0.008 | 0.009 | 0 | 0 | 0 | 0 | 0 | 0 | 0 | 0 | 0 | 0

## UAFW (Example) (hidden)
Data in this worksheet is not meant to be manually adjusted. Adjustments can be made in the Projections WKSHT.
Unaccounted-for Water Projection
Water Use By Type | 2020 | 2030 | 2040 | 2050 | 2060 | 2070
Residential | 27.76 | 30.5121 | 36.6145 | 43.9374 | 52.7249 | 63.2699
Commercial | 10.11 | 10.8238 | 13.5873 | 17.0565 | 21.4115 | 26.8784
Industrial | 1.95 | 1.9853 | 2.1077 | 2.2376 | 2.3756 | 2.522
Institutional | 3.39 | 3.5344 | 4.0616 | 4.6674 | 5.3635 | 6.1636
System Process | 1.2 | 1.3892 | 2.2628 | 3.041 | 4.0868 | 5.4924
Water Sales | 0.026 | 0.75 | 0.75 | 0.75 | 0.75 | 0.75
Unaccounted-for Water | 7.159
Nr | 13.88%
Calculated UAFW |  | 7.893 | 9.567 | 11.55 | 13.97 | 16.929
- % of Demand |  | 13.88% | 13.88% | 13.88% | 13.88% | 13.88%
Nr |  | 13.88% | 13.88% | 13.88% | 13.88% | 13.88%
D |  | 48.9947 | 59.3839 | 71.6899 | 86.7124 | 105.0762
X |  | 7.893 | 9.567 | 11.55 | 13.97 | 16.929
This Line Must = 0 |  | 0 | 0 | 0 | 0 | 0
Notes |  | Equations:
Nr = % of demand (End Year)
D = Demand
X = Unaccounted-for Water |  |  | X = Nr * ( D + X )
0 = ( Nr * ( D + X )) - X